## IfcExportMapping
RevitCategory | RevitSubCategory | IfcClass | IfcType
# Revit IFC Export Mapping Table
# Maps Categories and Subcategories to layer names and color numbers
# Category <tab> Subcategory <tab> Layer name <tab> Color number <tab>
# Cut layer name <tab> Cut color number
# Do not remove the colon (:) after certain category names.
# NLRS 3.1.1
# -----------------------------------------------------
Air Terminals |  | IfcAirTerminal
Air Terminals | Bounding Boxes | IfcBoundingBox
Air Terminals | Clearance Zones | IfcBuildingElementProxyType | USERDEFINED
Air Terminals | Connection Zones | IfcBuildingElementProxyType | USERDEFINED
Air Terminals | Hidden Lines | Not Exported
Air Terminals | Maintenance Zones | IfcBuildingElementProxyType | USERDEFINED
Air Terminals | Placement Zones | IfcBuildingElementProxyType | USERDEFINED
Air Terminals | Terminals | IfcAirTerminalType | USERDEFINED
Analytical Beam Tags |  | IfcAnnotation
Analytical Beams |  | IfcStructuralCurveMember
Analytical Brace Tags |  | IfcAnnotation
Analytical Braces |  | IfcStructuralCurveMember
Analytical Column Tags |  | IfcAnnotation
Analytical Columns |  | IfcStructuralCurveMember
Analytical Floor Tags |  | IfcAnnotation
Analytical Floors |  | IfcStructuralSurfaceMember
Analytical Foundation Slabs |  | IfcStructuralCurveMember
Analytical Isolated Foundation Tags |  | IfcAnnotation
Analytical Isolated Foundations |  | IfcStructuralCurveMember
Analytical Slab Foundation Tags |  | IfcAnnotation
Analytical Wall Foundation Tags |  | IfcAnnotation
Analytical Wall Foundations |  | IfcStructuralCurveMember
Analytical Wall Tags |  | IfcAnnotation
Analytical Walls |  | IfcStructuralSurfaceMember
Area Polylines |  | Not Exported
Area Tags |  | IfcAnnotation
Areas |  | IfcSpaceType | USERDEFINED
Areas | Color Fill | Not Exported
Areas | Interior Fill | Not Exported
Areas | Reference | Not Exported
Assemblies |  | IfcElementAssembly
Cable Tray Fittings |  | IFCCableCarrierFittingType | USERDEFINED
Cable Tray Fittings | Bounding Boxes | IFCCableCarrierFittingType | USERDEFINED
Cable Tray Fittings | Center line | IfcAnnotation
Cable Tray Fittings | Clearance Zones | IfcBuildingElementProxyType | USERDEFINED
Cable Tray Fittings | Connection Zones | IfcBuildingElementProxyType | USERDEFINED
Cable Tray Fittings | Fittings | IFCCableCarrierFittingType | USERDEFINED
Cable Tray Fittings | Hidden Lines | Not Exported
Cable Tray Fittings | Maintenance Zones | IfcBuildingElementProxyType | USERDEFINED
Cable Tray Fittings | Placement Zones | IfcBuildingElementProxyType | USERDEFINED
Cable Trays |  | IFCCableCarrierSegment
Cable Trays | Bounding Boxes | IFCCableCarrierSegment
Cable Trays | Center line | IfcAnnotation
Cable Trays | Clearance Zones | IfcBuildingElementProxyType | USERDEFINED
Cable Trays | Drop | IfcAnnotation
Cable Trays | Rise | IfcAnnotation
Callouts |  | Not Exported
Casework |  | IfcFurniture
Casework | Bounding Boxes | IfcFurniture
Casework | Cabinets/Panels | IfcSystemFurnitureElementType | PANEL
Casework | Carcase/Framing | IfcSystemFurnitureElementType | USERDEFINED
Casework | Clearance Zones | IfcBuildingElementProxyType | USERDEFINED
Casework | Connection Zones | IfcBuildingElementProxyType | USERDEFINED
Casework | Counter Tops | IfcSystemFurnitureElementType | WORKSURFACE
Casework | Glass | IfcSystemFurnitureElementType | PANEL
Casework | Hardware | IfcBuildingElementProxyType | USERDEFINED
Casework | Hidden Lines | Not Exported
Casework | Maintenance Zones | IfcBuildingElementProxyType | USERDEFINED
Casework | Opening | IfcOpeningElement
Casework | Placement Zones | IfcBuildingElementProxyType | USERDEFINED
Casework | Shelving_Fixed | IfcFurnitureType | SHELF
Casework | Shelving_Freestanding | IfcFurnitureType | SHELF
Casework | Swing_Elevation | IfcAnnotation
Casework | Swing_Elevation_dashed | IfcAnnotation
Casework | Swing_Plan | IfcAnnotation
Casework Tags |  | IfcAnnotation
Ceiling Tags |  | IfcAnnotation
Ceilings |  | IfcCoveringType | CEILING
Ceilings | Common Edges | IfcCoveringType | MOLDING
Ceilings | Cut Pattern | Not Exported
Ceilings | Finish 1 [4] | IfcCoveringType | CEILING
Ceilings | Finish 2 [5] | IfcCoveringType | CEILING
Ceilings | Hidden Lines | Not Exported
Ceilings | Membrane Layer | IfcCoveringType | MEMBRANE
Ceilings | Structure [1] | IfcCoveringType | CEILING
Ceilings | Substrate [2] | IfcCoveringType | CEILING
Ceilings | Surface Pattern | IfcAnnotation
Ceilings | Thermal/Air Layer [3] | IfcCoveringType | INSULATION
Color Fill Legends |  | Not Exported
Columns |  | IfcCoveringType | USERDEFINED
Columns | Bounding Boxes | IfcCoveringType | USERDEFINED
Columns | Clearance Zones | IfcBuildingElementProxyType | USERDEFINED
Columns | Column Coverings | IfcCoveringType | USERDEFINED
Columns | Connection Zones | IfcBuildingElementProxyType | USERDEFINED
Columns | Hidden Lines | Not Exported
Columns | Maintenance Zones | IfcBuildingElementProxyType | USERDEFINED
Columns | Placement Zones | IfcBuildingElementProxyType | USERDEFINED
Communication Devices |  | IfcCommunicationsAppliance
Communication Devices | Bounding Boxes | IfcCommunicationsAppliance
Communication Devices | Building Management Devices | IfcAudioVisualApplianceType | DISPLAY
Communication Devices | Clearance Zones | IfcBuildingElementProxyType | USERDEFINED
Communication Devices | Communication Devices | IfcAudioVisualApplianceType | USERDEFINED
Communication Devices | Connection Zones | IfcBuildingElementProxyType | USERDEFINED
Communication Devices | Hidden Lines | Not Exported
Communication Devices | Maintenance Zones | IfcBuildingElementProxyType | USERDEFINED
Communication Devices | Multimedia Devices | IfcCommunicationsApplianceType | USERDEFINED
Communication Devices | Placement Zones | IfcBuildingElementProxyType | USERDEFINED
Conduit Fittings |  | IfcCableSegmentType | USERDEFINED
Conduit Fittings | Bounding Boxes | IfcCableSegmentType | USERDEFINED
Conduit Fittings | Center line | IfcAnnotation
Conduit Fittings | Clearance Zones | IfcBuildingElementProxyType | USERDEFINED
Conduit Fittings | Connection Zones | IfcBuildingElementProxyType | USERDEFINED
Conduit Fittings | Fittings | IfcCableSegmentType | USERDEFINED
Conduit Fittings | Maintenance Zones | IfcBuildingElementProxyType | USERDEFINED
Conduit Fittings | Placement Zones | IfcBuildingElementProxyType | USERDEFINED
Conduits |  | IfcCableSegment
Conduits | Center line | IfcAnnotation
Conduits | Clearance Zones | IfcBuildingElementProxyType | USERDEFINED
Conduits | Drop | IfcAnnotation
Conduits | Rise | IfcAnnotation
Constraints |  | Not Exported
Contour Labels |  | Not Exported
Curtain Panel Tags |  | IfcAnnotation
Curtain Panels |  | IfcPlateType | CURTAIN_PANEL
Curtain Panels | Bounding Boxes | IfcPlateType | CURTAIN_PANEL
Curtain Panels | Clearance Zones | IfcBuildingElementProxyType | USERDEFINED
Curtain Panels | Connection Zones | IfcBuildingElementProxyType | USERDEFINED
Curtain Panels | Frame | IfcPlateType | CURTAIN_PANEL
Curtain Panels | Glass | IfcPlateType | CURTAIN_PANEL
Curtain Panels | Hardware | IfcBuildingElementProxyType | USERDEFINED
Curtain Panels | Hidden Lines | Not Exported
Curtain Panels | Maintenance Zones | IfcBuildingElementProxyType | USERDEFINED
Curtain Panels | Panel | IfcPlateType | CURTAIN_PANEL
Curtain Panels | Placement Zones | IfcBuildingElementProxyType | USERDEFINED
Curtain Panels | Sealant | IfcCurtainWallType | USERDEFINED
Curtain Panels | Swing Elevation | IfcAnnotation
Curtain Panels | Swing Elevation_dashed | IfcAnnotation
Curtain Panels | Swing Plan | IfcAnnotation
Curtain Panels | Threshold | IfcCurtainWallType | USERDEFINED
Curtain Systems |  | IfcCurtainWall
Curtain Systems | Curtain System Grids | Not Exported
Curtain Systems | Hidden Lines | Not Exported
Curtain Wall Mullions |  | IfcMemberType | MULLION
Curtain Wall Mullions | Hidden Lines | Not Exported
Data Devices |  | IfcOutletType | DATAOUTLET
Data Devices | Bounding Boxes | IfcOutletType | DATAOUTLET
Data Devices | Clearance Zones | IfcBuildingElementProxyType | USERDEFINED
Data Devices | Connection Zones | IfcBuildingElementProxyType | USERDEFINED
Data Devices | Devices | IfcOutletType | DATAOUTLET
Data Devices | Hidden Lines | Not Exported
Data Devices | Maintenance Zones | IfcBuildingElementProxyType | USERDEFINED
Data Devices | Placement Zones | IfcBuildingElementProxyType | USERDEFINED
Demolished |  | IfcElement
Detail Items |  | IfcAnnotation
Detail Items | Air Terminals_Terminals | IfcAnnotation
Detail Items | Cable Tray Fittings_Fittings | IfcAnnotation
Detail Items | Data Devices_Devices | IfcAnnotation
Detail Items | Detail Items | IfcAnnotation
Detail Items | Duct Accessories_Accessories | IfcAnnotation
Detail Items | Electrical Equipment_Access Control Equipment | IfcAnnotation
Detail Items | Electrical Equipment_Building Management Accessories | IfcAnnotation
Detail Items | Electrical Equipment_Building Management Equipment | IfcAnnotation
Detail Items | Electrical Equipment_Burglary and Escape Prevention Equipment | IfcAnnotation
Detail Items | Electrical Equipment_Camera Surveillance Equipment | IfcAnnotation
Detail Items | Electrical Equipment_Communication Equipment | IfcAnnotation
Detail Items | Electrical Equipment_Data Equipment | IfcAnnotation
Detail Items | Electrical Equipment_Electrical Safety Equipment | IfcAnnotation
Detail Items | Electrical Equipment_Equipment | IfcAnnotation
Detail Items | Electrical Equipment_Fire Safety Equipment | IfcAnnotation
Detail Items | Electrical Equipment_Gas Safety Equipment | IfcAnnotation
Detail Items | Electrical Equipment_High Voltage Accessories | IfcAnnotation
Detail Items | Electrical Equipment_High Voltage Equipment | IfcAnnotation
Detail Items | Electrical Equipment_Low Voltage Accessories | IfcAnnotation
Detail Items | Electrical Equipment_Low Voltage Equipment | IfcAnnotation
Detail Items | Electrical Equipment_Medium Voltage Accessories | IfcAnnotation
Detail Items | Electrical Equipment_Medium Voltage Equipment | IfcAnnotation
Detail Items | Electrical Equipment_Multimedia Equipment | IfcAnnotation
Detail Items | Electrical Equipment_Telephony Equipment | IfcAnnotation
Detail Items | Fire Alarm Devices_Devices | IfcAnnotation
Detail Items | Generic Models_Signage | IfcAnnotation
Detail Items | Hidden Lines | Not Exported
Detail Items | Lighting Fixtures_Emergency Fixtures | IfcAnnotation
Detail Items | Lighting Fixtures_Fixtures | IfcAnnotation
Detail Items | Lighting Fixtures_Signage | IfcAnnotation
Detail Items | Mechanical Equipment_Air Handling Equipment | IfcAnnotation
Detail Items | Mechanical Equipment_Compressed Air Equipment | IfcAnnotation
Detail Items | Mechanical Equipment_Cooling and Refrigeration Elements | IfcAnnotation
Detail Items | Mechanical Equipment_Cooling and Refrigeration Equipment | IfcAnnotation
Detail Items | Mechanical Equipment_Dust Exhaust Equipment | IfcAnnotation
Detail Items | Mechanical Equipment_Equipment | IfcAnnotation
Detail Items | Mechanical Equipment_Fire Protection Equipment | IfcAnnotation
Detail Items | Mechanical Equipment_Fluid Storage Equipment | IfcAnnotation
Detail Items | Mechanical Equipment_Fluid Supply Equipment | IfcAnnotation
Detail Items | Mechanical Equipment_Gas Storage Equipment | IfcAnnotation
Detail Items | Mechanical Equipment_Gas Supply Equipment | IfcAnnotation
Detail Items | Mechanical Equipment_Gas Treatment Equipment | IfcAnnotation
Detail Items | Mechanical Equipment_Heating Elements | IfcAnnotation
Detail Items | Mechanical Equipment_Refuse Disposal Equipment | IfcAnnotation
Detail Items | Mechanical Equipment_Refuse Storage Equipment | IfcAnnotation
Detail Items | Mechanical Equipment_Refuse Treatment Equipment | IfcAnnotation
Detail Items | Mechanical Equipment_Steam Supply Equipment | IfcAnnotation
Detail Items | Mechanical Equipment_Vacuuming Equipment | IfcAnnotation
Detail Items | Mechanical Equipment_Water Drainage Equipment | IfcAnnotation
Detail Items | Mechanical Equipment_Water Supply Equipment | IfcAnnotation
Detail Items | Pipe Accessories_Accessories | IfcAnnotation
Detail Items | Pipes | IfcAnnotation
Detail Items | Plumbing Fixtures_Fire Safety Fixtures | IfcAnnotation
Detail Items | Plumbing Fixtures_Sanitary Fixtures | IfcAnnotation
Detail Items | Specialty Equipment_Fire Safety Equipment | IfcAnnotation
Detail Items | Specialty Equipment_Transportation Equipment | IfcAnnotation
Detail Items | Sprinklers_Sprinklers | IfcAnnotation
Detail Items | Walls_Wall Tags | IfcAnnotation
Dimensions |  | Not Exported
Dimensions | Automatic Sketch Dimensions | Not Exported
Door Tags |  | IfcAnnotation
Doors |  | IfcDoor
Doors | Architrave/Trim | IfcDoor
Doors | Bounding Boxes | IfcDoor
Doors | Clearance Zones | IfcBuildingElementProxyType | USERDEFINED
Doors | Connection Zones | IfcBuildingElementProxyType | USERDEFINED
Doors | Frame/Mullion | IfcDoor
Doors | Glass | IfcWindow
Doors | Hardware | IfcBuildingElementProxyType | USERDEFINED
Doors | Hidden Lines | Not Exported
Doors | Maintenance Zones | IfcBuildingElementProxyType | USERDEFINED
Doors | Opening | IfcOpeningElement
Doors | Panel | IfcDoor
Doors | Placement Zones | IfcBuildingElementProxyType | USERDEFINED
Doors | Structural Opening | IfcOpeningElement
Doors | Swing Elevation | IfcAnnotation
Doors | Swing Elevation_dashed | IfcAnnotation
Doors | Swing Plan | IfcAnnotation
Doors | Threshold | IfcDoor
Duct Accessories |  | IfcBuildingElementProxyType | USERDEFINED
Duct Accessories | Accessories | IfcBuildingElementProxyType | USERDEFINED
Duct Accessories | Bounding Boxes | IfcBoundingBox
Duct Accessories | Clearance Zones | IfcBuildingElementProxyType | USERDEFINED
Duct Accessories | Connection Zones | IfcBuildingElementProxyType | USERDEFINED
Duct Accessories | Hidden Lines | Not Exported
Duct Accessories | Maintenance Zones | IfcBuildingElementProxyType | USERDEFINED
Duct Accessories | Placement Zones | IfcBuildingElementProxyType | USERDEFINED
Duct Fittings |  | IfcDuctFittingType | USERDEFINED
Duct Fittings | Bounding Boxes | IfcDuctFittingType | USERDEFINED
Duct Fittings | Center line | IfcAnnotation
Duct Fittings | Clearance Zones | IfcBuildingElementProxyType | USERDEFINED
Duct Fittings | Connection Zones | IfcBuildingElementProxyType | USERDEFINED
Duct Fittings | Fittings | IfcDuctFittingType | USERDEFINED
Duct Fittings | Hidden Lines | Not Exported
Duct Fittings | Maintenance Zones | IfcBuildingElementProxyType | USERDEFINED
Duct Fittings | Placement Zones | IfcBuildingElementProxyType | USERDEFINED
Duct Insulations |  | IfcCoveringType | INSULATION
Duct Insulations | Bounding Boxes | IfcCoveringType | INSULATION
Duct Insulations | Clearance Zones | IfcBuildingElementProxyType | USERDEFINED
Duct Linings |  | IfcCoveringType | INSULATION
Duct Linings | Bounding Boxes | IfcCoveringType | INSULATION
Duct Linings | Clearance Zones | IfcBuildingElementProxyType | USERDEFINED
Duct Placeholders |  | IfcDuctSegment
Duct Placeholders | Bounding Boxes | IfcDuctSegment
Duct Placeholders | Clearance Zones | IfcBuildingElementProxyType | USERDEFINED
Ducts |  | IfcDuctSegment
Ducts | Center line | IfcAnnotation
Ducts | Clearance Zones | IfcBuildingElementProxyType | USERDEFINED
Ducts | Drop | IfcAnnotation
Ducts | Rise | IfcAnnotation
Electrical Equipment |  | IfcBuildingElementProxyType | USERDEFINED
Electrical Equipment | Access Control Equipment | IfcSensorType | USERDEFINED
Electrical Equipment | Bounding Boxes | IfcBuildingElementProxyType | USERDEFINED
Electrical Equipment | Building Management Accessories | IfcControllerType | USERDEFINED
Electrical Equipment | Building Management Equipment | IfcControllerType | USERDEFINED
Electrical Equipment | Burglary and Escape Prevention Equipment | IfcSensorType | MOVEMENTSENSOR
Electrical Equipment | Camera Surveillance Equipment | IfcAudioVisualApplianceType | CAMERA
Electrical Equipment | Clearance Zones | IfcBuildingElementProxyType | USERDEFINED
Electrical Equipment | Communication Equipment | IfcAudioVisualApplianceType | USERDEFINED
Electrical Equipment | Connection Zones | IfcBuildingElementProxyType | USERDEFINED
Electrical Equipment | Data Equipment | IfcBuildingElementProxyType
Electrical Equipment | Electrical Safety Equipment | IfcProtectiveDeviceType | USERDEFINED
Electrical Equipment | Equipment | IfcBuildingElementProxyType | USERDEFINED
Electrical Equipment | Fire Safety Equipment | IfcSensorType | FIRESENSOR
Electrical Equipment | Gas Safety Equipment | IfcSensorType | GASSENSOR
Electrical Equipment | Hidden Lines | Not Exported
Electrical Equipment | High Voltage Accessories | IfcBuildingElementProxyType | USERDEFINED
Electrical Equipment | High Voltage Equipment | IfcBuildingElementProxyType | USERDEFINED
Electrical Equipment | Low Voltage Accessories | IfcBuildingElementProxyType | USERDEFINED
Electrical Equipment | Low Voltage Equipment | IfcBuildingElementProxyType | USERDEFINED
Electrical Equipment | Maintenance Zones | IfcBuildingElementProxyType | USERDEFINED
Electrical Equipment | Medium Voltage Accessories | IfcBuildingElementProxyType | USERDEFINED
Electrical Equipment | Medium Voltage Equipment | IfcBuildingElementProxyType | USERDEFINED
Electrical Equipment | Multimedia Equipment | IfcAudioVisualApplianceType | USERDEFINED
Electrical Equipment | Placement Zones | IfcBuildingElementProxyType | USERDEFINED
Electrical Equipment | Telephony Equipment | IfcAudioVisualApplianceType | TELEPHONE
Electrical Equipment Tags |  | IfcAnnotation
Electrical Fixture Tags |  | IfcAnnotation
Electrical Fixtures |  | IfcBuildingElementProxyType | USERDEFINED
Electrical Fixtures | Accessories | IfcBuildingElementProxyType | USERDEFINED
Electrical Fixtures | Bounding Boxes | IfcBoundingBox
Electrical Fixtures | Clearance Zones | IfcBuildingElementProxyType | USERDEFINED
Electrical Fixtures | Connection Zones | IfcBuildingElementProxyType | USERDEFINED
Electrical Fixtures | Fixtures | IfcBuildingElementProxyType | USERDEFINED
Electrical Fixtures | Hidden Lines | Not Exported
Electrical Fixtures | Maintenance Zones | IfcBuildingElementProxyType | USERDEFINED
Electrical Fixtures | Placement Zones | IfcBuildingElementProxyType | USERDEFINED
Elevations |  | Not Exported
Entourage |  | IfcBuildingElementProxyType | USERDEFINED
Entourage | Bounding Boxes | IfcBuildingElementProxyType | USERDEFINED
Entourage | Clearance Zones | IfcBuildingElementProxyType | USERDEFINED
Entourage | Connection Zones | IfcBuildingElementProxyType | USERDEFINED
Entourage | Hidden Lines | Not Exported
Entourage | Maintenance Zones | IfcBuildingElementProxyType | USERDEFINED
Entourage | People | IfcBuildingElementProxyType | USERDEFINED
Entourage | Placement Zones | IfcBuildingElementProxyType | USERDEFINED
Entourage | Sundries | IfcBuildingElementProxyType | USERDEFINED
Entourage | Vehicles | IfcBuildingElementProxyType | USERDEFINED
Existing |  | Not Exported
Filled region |  | IfcAnnotation
Fire Alarm Devices |  | IfcSensorType | FIRESENSOR
Fire Alarm Devices | Bounding Boxes | IfcSensorType | FIRESENSOR
Fire Alarm Devices | Clearance Zones | IfcBuildingElementProxyType | USERDEFINED
Fire Alarm Devices | Connection Zones | IfcBuildingElementProxyType | USERDEFINED
Fire Alarm Devices | Detection Zone 1 | IfcBuildingElementProxyType | USERDEFINED
Fire Alarm Devices | Detection Zone 2 | IfcBuildingElementProxyType | USERDEFINED
Fire Alarm Devices | Detection, Max Surface | IfcBuildingElementProxyType | USERDEFINED
Fire Alarm Devices | Devices | IfcSensorType | FIRESENSOR
Fire Alarm Devices | Hidden Lines | Not Exported
Fire Alarm Devices | Maintenance Zones | IfcBuildingElementProxyType | USERDEFINED
Fire Alarm Devices | Placement Zones | IfcBuildingElementProxyType | USERDEFINED
Flex Ducts |  | IfcDuctSegmentType | FLEXIBLESEGMENT
Flex Ducts | Center line | IfcAnnotation
Flex Ducts | Clearance Zones | IfcBuildingElementProxyType | USERDEFINED
Flex Ducts | Pattern | IfcAnnotation
Flex Pipes |  | IfcPipeSegmentType | FLEXIBLESEGMENT
Flex Pipes | Center Line | IfcAnnotation
Flex Pipes | Clearance Zones | IfcBuildingElementProxyType | USERDEFINED
Flex Pipes | Pattern | IfcAnnotation
Floors |  | IfcSlab
Floors | Bounding Boxes | IfcSlab
Floors | Clearance Zones | IfcBuildingElementProxyType | USERDEFINED
Floors | Common Edges | Not Exported
Floors | Connection Zones | IfcBuildingElementProxyType | USERDEFINED
Floors | Cut Pattern | IfcAnnotation
Floors | Finish 1 [4] | IfcSlab
Floors | Finish 2 [5] | IfcCoveringType | FLOORING
Floors | Hidden Lines | Not Exported
Floors | Interior Edges | Not Exported
Floors | Maintenance Zones | IfcBuildingElementProxyType | USERDEFINED
Floors | Membrane Layer | IfcSlab
Floors | Placement Zones | IfcBuildingElementProxyType | USERDEFINED
Floors | Slab Edges | IfcMemberType | USERDEFINED
Floors | Structure [1] | IfcSlab
Floors | Substrate [2] | IfcSlab
Floors | Surface Pattern | IfcAnnotation
Floors | Thermal/Air Layer [3] | IfcSlab
Furniture |  | IfcFurniture
Furniture | Furniture | IfcFurniture
Furniture | Bedding | IfcFurnitureType | BED
Furniture | Bounding Boxes | IfcFurniture
Furniture | Clearance Zones | IfcBuildingElementProxyType | USERDEFINED
Furniture | Connection Zones | IfcBuildingElementProxyType | USERDEFINED
Furniture | Drawers / Dressers | IfcFurnitureType | USERDEFINED
Furniture | Hidden Lines | Not Exported
Furniture | Maintenance Zones | IfcBuildingElementProxyType | USERDEFINED
Furniture | Outdoor Furniture | IfcFurnitureType | USERDEFINED
Furniture | Placement Zones | IfcBuildingElementProxyType | USERDEFINED
Furniture | Seating_Fixed | IfcFurnitureType | SOFA
Furniture | Seating_Freestanding | IfcFurnitureType | SOFA
Furniture | Shelving | IfcFurnitureType | SHELF
Furniture | Tables_Fixed | IfcFurnitureType | TABLE
Furniture | Tables_Freestanding | IfcFurnitureType | TABLE
Furniture Systems |  | IfcFurniture
Furniture Systems | Bounding Boxes | IfcFurniture
Furniture Systems | Clearance Zones | IfcBuildingElementProxyType | USERDEFINED
Furniture Systems | Connection Zones | IfcBuildingElementProxyType | USERDEFINED
Furniture Systems | Hidden Lines | Not Exported
Furniture Systems | Maintenance Zones | IfcBuildingElementProxyType | USERDEFINED
Furniture Systems | Partitions | IfcWallType | PARTITIONING
Furniture Systems | Pedestrals | IfcFurnitureType | USERDEFINED
Furniture Systems | Placement Zones | IfcBuildingElementProxyType | USERDEFINED
Furniture Systems | Storage | IfcFurnitureType | USERDEFINED
Furniture Systems | Workstations | IfcFurnitureType | DESK
Generic Annotations |  | IfcAnnotation
Generic Model Tags |  | IfcAnnotation
Generic Models |  | IfcBuildingElementProxy
Generic Models | Bounding Boxes | IfcBuildingElementProxy
Generic Models | Clearance Zones | IfcBuildingElementProxyType | USERDEFINED
Generic Models | Connection Zones | IfcBuildingElementProxyType | USERDEFINED
Generic Models | Floors | IfcSlabType | USERDEFINED
Generic Models | Frame / Mullion | IfcMemberType | MULLION
Generic Models | Hardware | IfcBuildingElementProxyType | USERDEFINED
Generic Models | Hidden Lines | Not Exported
Generic Models | Linked Connectors | IfcFlowController
Generic Models | Maintenance Zones | IfcBuildingElementProxyType | USERDEFINED
Generic Models | Models | IfcBuildingElementProxyType | USERDEFINED
Generic Models | Nested Connectors | IfcFlowController
Generic Models | Placement Zones | IfcBuildingElementProxyType | USERDEFINED
Generic Models | Plates | IfcPlateType | USERDEFINED
Generic Models | Plinths | IfcCoveringType | SKIRTINGBOARD
Generic Models | Roofs | IfcRoof
Generic Models | Shading Devices | IfcShadingDeviceType | USERDEFINED
Generic Models | Signage | IfcFurnishingElement
Generic Models | Stairs | IfcStair
Generic Models | Structural Connections | IfcMechanicalFastenerType | USERDEFINED
Generic Models | Walls | IfcWallType | USERDEFINED
Grids |  | IfcGrid
Guide Grid |  | Not Exported
HVAC Zones |  | IfcAnnotation
HVAC Zones | Boundary | Not Exported
HVAC Zones | Color Fill | Not Exported
HVAC Zones | Interior Fill | Not Exported
HVAC Zones | Reference Lines | Not Exported
Imports in Families |  | Not Exported
Levels |  | IfcBuildingStorey
Lighting Devices |  | IfcSwitchingDevice
Lighting Devices | Bounding Boxes | IfcSwitchingDevice
Lighting Devices | Building Management Devices | IfcFlowController
Lighting Devices | Clearance Zones | IfcBuildingElementProxyType | USERDEFINED
Lighting Devices | Connection Zones | IfcBuildingElementProxyType | USERDEFINED
Lighting Devices | Detection Zones 1 | IfcBuildingElementProxyType | USERDEFINED
Lighting Devices | Detection Zones 2 | IfcBuildingElementProxyType | USERDEFINED
Lighting Devices | Detection, Max Surface | IfcBuildingElementProxyType | USERDEFINED
Lighting Devices | Devices | IfcSwitchingDeviceType | USERDEFINED
Lighting Devices | Hidden Lines | Not Exported
Lighting Devices | Maintenance Zones | IfcBuildingElementProxyType | USERDEFINED
Lighting Devices | Placement Zones | IfcBuildingElementProxyType | USERDEFINED
Lighting Fixture Tags |  | IfcAnnotation
Lighting Fixtures |  | IfcLightFixture
Lighting Fixtures | Bounding Boxes | IfcLightFixture
Lighting Fixtures | Clearance Zones | IfcBuildingElementProxyType | USERDEFINED
Lighting Fixtures | Connection Zones | IfcBuildingElementProxyType | USERDEFINED
Lighting Fixtures | Emergency Fixtures | IfcLightFixtureType | SECURITYLIGHTING
Lighting Fixtures | Fixtures | IfcLightFixtureType | USERDEFINED
Lighting Fixtures | Hidden Lines | Not Exported
Lighting Fixtures | Light Source | IfcLampType | USERDEFINED
Lighting Fixtures | Maintenance Zones | IfcBuildingElementProxyType | USERDEFINED
Lighting Fixtures | Placement Zones | IfcBuildingElementProxyType | USERDEFINED
Lighting Fixtures | Signage | IfcLightFixtureType | USERDEFINED
Lines |  | IfcAnnotation
Lines | _dummy_refplane_defines origin | Not Exported
Lines | _dummy_refplane_no reference | Not Exported
Lines | _dummy_refplane_weak reference | Not Exported
Lines | _titleblock_wide line_RGB128-128-128 | IfcAnnotation
Lines | 52_riolering_grijs | IfcAnnotation
Lines | 52_riolering_zwart | IfcAnnotation
Lines | <Area Boundary> | IfcAnnotation
Lines | <Beyond> | IfcAnnotation
Lines | <Centerline> | Not Exported
Lines | <Demolished> | IfcAnnotation
Lines | <Fabric Envelope> | IfcAnnotation
Lines | <Fabric Sheets> | IfcAnnotation
Lines | <Hidden> | IfcAnnotation
Lines | <Overhead> | IfcAnnotation
Lines | <Revision Cloud> | IfcAnnotation
Lines | <Room Separation> | Not Exported
Lines | <Sketch> | Not Exported
Lines | <Space Separation> | IfcAnnotation
Lines | <Stair/Ramp Sketch: Boundary> | Not Exported
Lines | <Stair/Ramp Sketch: Landing Center> | Not Exported
Lines | <Stair/Ramp Sketch: Riser> | Not Exported
Lines | <Stair/Ramp Sketch: Run> | Not Exported
Lines | Axis of Rotation | IfcAnnotation
Lines | Hidden Lines | Not Exported
Lines | Insulation Batting Lines | IfcAnnotation
Lines | Lines | IfcAnnotation
Lines | Medium Lines | IfcAnnotation
Lines | Silhouet Lines | IfcAnnotation
Lines | Thin Lines | IfcAnnotation
Lines | Wide Lines | IfcAnnotation
Mass |  | IfcBuilding
Mass | Form | IfcBuilding
Mass | Gridlines | IfcGrid
Mass | Hidden Lines | Not Exported
Mass | Mass Floor | IfcSlab
Mass | Nodes | Not Exported
Mass | Pattern Fill | IfcAnnotation
Mass | Pattern Lines | IfcAnnotation
Massing |  | IfcBuilding
Mechanical Equipment |  | IfcBuildingElementProxy
Mechanical Equipment | Air Handling Equipment | IfcUnitaryEquipmentType | USERDEFINED
Mechanical Equipment | Bounding Boxes | IfcBuildingElementProxy
Mechanical Equipment | Clearance Zones | IfcBuildingElementProxyType | USERDEFINED
Mechanical Equipment | Compressed Air Equipment | IfcCompressor
Mechanical Equipment | Connection Zones | IfcBuildingElementProxyType | USERDEFINED
Mechanical Equipment | Cooling and Refrigeration Elements | IfcCoilType | USERDEFINED
Mechanical Equipment | Cooling and Refrigeration Equipment | IfcCoolingTower
Mechanical Equipment | Dust Exhaust Equipment | IfcFlowMovingDevice
Mechanical Equipment | Equipment | IfcBuildingElementProxy
Mechanical Equipment | Fire Protection Equipment | IfcFireSuppressionTerminalType | USERDEFINED
Mechanical Equipment | Fluid Storage Equipment | IfcTankType | STORAGE
Mechanical Equipment | Fluid Supply Equipment | IfcValveType | USERDEFINED
Mechanical Equipment | Gas Storage Equipment | IfcTankType | VESSEL
Mechanical Equipment | Gas Supply Equipment | IfcValveType | USERDEFINED
Mechanical Equipment | Gas Treatment Equipment | IfcBurner
Mechanical Equipment | Heating Elements | IfcSpaceHeaterType | USERDEFINED
Mechanical Equipment | Heating Equipment | IfcEnergyConversionDeviceType | USERDEFINED
Mechanical Equipment | Hidden Lines | Not Exported
Mechanical Equipment | Maintenance Zones | IfcBuildingElementProxyType | USERDEFINED
Mechanical Equipment | Placement Zones | IfcBuildingElementProxyType | USERDEFINED
Mechanical Equipment | Refuse Disposal Equipment | IfcDistributionElementType | DISPOSAL
Mechanical Equipment | Refuse Storage Equipment | IfcTankType | STORAGE
Mechanical Equipment | Refuse Treatment Equipment | IfcWasteTerminalType | USERDEFINED
Mechanical Equipment | Steam Supply Equipment | IfcHumidifierType | USERDEFINED
Mechanical Equipment | Vacuuming Equipment | IfcDistributionSystem | VACUUM
Mechanical Equipment | Water Drainage Equipment | IfcDistributionSystem | DRAINAGE
Mechanical Equipment | Water Supply Equipment | IfcDistributionSystem | WATERSUPPLY
Mechanical Equipment Tags |  | IfcAnnotation
Multi-Category Tags |  | IfcAnnotation
New |  | Not Exported
Nurse Call Devices |  | IfcSwitchingDevice
Nurse Call Devices | Bounding Boxes | IfcSwitchingDevice
Nurse Call Devices | Clearance Zones | IfcBuildingElementProxyType | USERDEFINED
Nurse Call Devices | Connection Zones | IfcBuildingElementProxyType | USERDEFINED
Nurse Call Devices | Devices | IfcSwitchingDeviceType | USERDEFINED
Nurse Call Devices | Hidden Lines | Not Exported
Nurse Call Devices | Maintenance Zones | IfcBuildingElementProxyType | USERDEFINED
Nurse Call Devices | Placement Zones | IfcBuildingElementProxyType | USERDEFINED
Nurse Call Devices | RGG Communicatie | IfcBuildingElementProxyType | USERDEFINED
Panel Schedule Graphics |  | Not Exported
Parking |  | IfcSpaceType | PARKING
Parking | Bike Racks | IfcBuildingElementProxyType | USERDEFINED
Parking | Bounding Boxes | IfcBuildingElementProxyType | USERDEFINED
Parking | Clearance Zones | IfcBuildingElementProxyType | USERDEFINED
Parking | Connection Zones | IfcBuildingElementProxyType | USERDEFINED
Parking | Graphics | IfcBuildingElementProxyType | USERDEFINED
Parking | Hidden Lines | Not Exported
Parking | Maintenance Zones | IfcBuildingElementProxyType | USERDEFINED
Parking | Parking Layout | IfcBuildingElementProxyType | USERDEFINED
Parking | Placement Zones | IfcBuildingElementProxyType | USERDEFINED
Parking | Wheelstops | IfcBuildingElementProxyType | USERDEFINED
Parking Tags |  | IfcAnnotation
Parts |  | IfcBuildingElementPart
Parts | Hidden Lines | Not Exported
Pipe Accessories |  | IfcValve
Pipe Accessories | Accessories | IfcValveType | USERDEFINED
Pipe Accessories | Bounding Boxes | IfcValve
Pipe Accessories | Clearance Zones | IfcBuildingElementProxyType | USERDEFINED
Pipe Accessories | Connection Zones | IfcBuildingElementProxyType | USERDEFINED
Pipe Accessories | Hidden Lines | Not Exported
Pipe Accessories | Maintenance Zones | IfcBuildingElementProxyType | USERDEFINED
Pipe Accessories | Placement Zones | IfcBuildingElementProxyType | USERDEFINED
Pipe Fittings |  | IfcPipeFitting
Pipe Fittings | Bounding Boxes | IfcPipeFitting
Pipe Fittings | Center line | IfcAnnotation
Pipe Fittings | Clearance Zones | IfcBuildingElementProxyType | USERDEFINED
Pipe Fittings | Connection Zones | IfcBuildingElementProxyType | USERDEFINED
Pipe Fittings | Fittings | IfcAnnotation
Pipe Fittings | Hidden Lines | Not Exported
Pipe Fittings | Maintenance Zones | IfcBuildingElementProxyType | USERDEFINED
Pipe Fittings | Placement Zones | IfcBuildingElementProxyType | USERDEFINED
Pipe Insulations |  | IfcCoveringType | SLEEVING
Pipe Insulations | Bounding Boxes | IfcCoveringType | SLEEVING
Pipe Insulations | Clearance Zones | IfcBuildingElementProxyType | USERDEFINED
Pipe Placeholders |  | IfcPipeSegment
Pipe Placeholders | Bounding Boxes | IfcPipeSegment
Pipe Placeholders | Clearance Zones | IfcBuildingElementProxyType | USERDEFINED
Pipes |  | IfcPipeSegment
Pipes | Center Line | IfcAnnotation
Pipes | Clearance Zones | IfcBuildingElementProxyType | USERDEFINED
Pipes | Drop | IfcAnnotation
Pipes | Rise | IfcAnnotation
Plan Region |  | Not Exported
Planting |  | IfcBuildingElementProxy
Planting | Bounding Boxes | IfcBuildingElementProxy
Planting | Clearance Zones | IfcBuildingElementProxyType | USERDEFINED
Planting | Connection Zones | IfcBuildingElementProxyType | USERDEFINED
Planting | Ground Cover | IfcSite
Planting | Hidden Lines | Not Exported
Planting | Maintenance Zones | IfcBuildingElementProxyType | USERDEFINED
Planting | Placement Zones | IfcBuildingElementProxyType | USERDEFINED
Planting | Trees / Shrubs | IfcBuildingElementProxy
Planting Tags |  | IfcAnnotation
Plumbing Fixture Tags |  | IfcAnnotation
Plumbing Fixtures |  | IfcFlowTerminal
Plumbing Fixtures | Bounding Boxes | IfcFlowTerminal
Plumbing Fixtures | Clearance Zones | IfcBuildingElementProxyType | USERDEFINED
Plumbing Fixtures | Connection Zones | IfcBuildingElementProxyType | USERDEFINED
Plumbing Fixtures | Fire Safety Fixtures | IfcFireSuppressionTerminalType | USERDEFINED
Plumbing Fixtures | Hidden Lines | Not Exported
Plumbing Fixtures | Maintenance Zones | IfcBuildingElementProxyType | USERDEFINED
Plumbing Fixtures | Placement Zones | IfcBuildingElementProxyType | USERDEFINED
Plumbing Fixtures | Sanitary Fixtures | IfcSanitaryTerminalType | USERDEFINED
Point Clouds |  | Not Exported
Property Line Segment Tags |  | IfcAnnotation
Property Tags |  | IfcAnnotation
Railing Tags |  | IfcAnnotation
Railings |  | IfcRailing
Railings | <Above> Handrails | IfcAnnotation
Railings | <Above> Railings Cut Line | IfcAnnotation
Railings | <Above> Top Rails | IfcAnnotation
Railings | Balusters | IfcRailingType | USERDEFINED
Railings | Bounding Boxes | IfcRailing
Railings | Clearance Zones | IfcBuildingElementProxyType | USERDEFINED
Railings | Connection Zones | IfcBuildingElementProxyType | USERDEFINED
Railings | Handrails | IfcRailingType | HANDRAIL
Railings | Hidden Lines | Not Exported
Railings | Maintenance Zones | IfcBuildingElementProxyType | USERDEFINED
Railings | Placement Zones | IfcBuildingElementProxyType | USERDEFINED
Railings | Rails | IfcRailingType | USERDEFINED
Railings | Supports | IfcRailingType | USERDEFINED
Railings | Terminations | IfcRailingType | USERDEFINED
Railings | Top Rails | IfcRailingType | USERDEFINED
Ramps |  | IfcRamp
Ramps | Down Arrow | IfcAnnotation
Ramps | DOWN text | IfcAnnotation
Ramps | Hidden Lines | Not Exported
Ramps | Incomplete ramps | IfcAnnotation
Ramps | Ramps Beyond Cut Line | IfcAnnotation
Ramps | Stringers | IfcMemberType | STRINGER
Ramps | Stringers Beyond Cut Line | IfcAnnotation
Ramps | Up Arrow | IfcAnnotation
Ramps | UP text | IfcAnnotation
Raster Images |  | Not Exported
Reference Planes |  | Not Exported
Roads |  | IfcSite
Roads | Hidden Lines | Not Exported
Roof Tags |  | IfcAnnotation
Roofs |  | IfcRoof
Roofs | Common Edges | Not Exported
Roofs | Curtain Roof Grids | Not Exported
Roofs | Cut Pattern | IfcAnnotation
Roofs | Fascias | IfcCoveringType | CLADDING
Roofs | Finish 1 [4] | IfcRoof | ROOFING
Roofs | Finish 2 [5] | IfcCoveringType | ROOFING
Roofs | Gutters | IfcPipeSegmentType | GUTTER
Roofs | Hidden Lines | Not Exported
Roofs | Interior Edges | Not Exported
Roofs | Membrane Layer | IfcCoveringType | MEMBRANE
Roofs | Roof Soffits | IfcCoveringType | CEILING
Roofs | Structure [1] | IfcRoof | USERDEFINED
Roofs | Substrate [2] | IfcRoof | USERDEFINED
Roofs | Surface Pattern | IfcAnnotation
Roofs | Thermal/Air Layer [3] | IfcCoveringType | INSULATION
Room Polylines |  | Not Exported
Room Tags |  | IfcAnnotation
Rooms |  | IfcSpace
Rooms | Color Fill | Not Exported
Rooms | Interior Fill | Not Exported
Rooms | Reference | Not Exported
Ruled Curtain System |  | IfcCurtainWallType | USERDEFINED
Schedule Graphics |  | Not Exported
Scope Boxes |  | Not Exported
Sections |  | Not Exported
Security Devices |  | IfcSensor
Security Devices | Access Control Devices | IfcSensorType | IDENTIFIERSENSOR
Security Devices | Bounding Boxes | IfcSensor
Security Devices | Burglary and Escape Prevention Devices | IfcSensorType | SECURITY
Security Devices | Camera Surveillance Devices | IfcAudioVisualApplianceType | CAMERA
Security Devices | Clearance Zones | IfcBuildingElementProxyType | USERDEFINED
Security Devices | Connection Zones | IfcBuildingElementProxyType | USERDEFINED
Security Devices | Detection Zones 1 | IfcBuildingElementProxyType | USERDEFINED
Security Devices | Detection Zones 2 | IfcBuildingElementProxyType | USERDEFINED
Security Devices | Detection, Max Surface | IfcBuildingElementProxyType | USERDEFINED
Security Devices | Devices | IfcAlarmType | USERDEFINED
Security Devices | Electrical Safety Devices | IfcSensorType | USERDEFINED
Security Devices | Fire Safety Devices | IfcSensorType | FIRESENSOR
Security Devices | Gas Safety Devices | IfcSensorType | GASSENSOR
Security Devices | Hidden Lines | Not Exported
Security Devices | Maintenance Zones | IfcBuildingElementProxyType | USERDEFINED
Security Devices | Placement Zones | IfcBuildingElementProxyType | USERDEFINED
Shaft Openings |  | IfcOpeningElement
Shaft Openings | Hidden Lines | Not Exported
Site |  | IfcSite
Site | Bounding Boxes | IfcSite
Site | Clearance Zones | IfcBuildingElementProxyType | USERDEFINED
Site | Connection Zones | IfcBuildingElementProxyType | USERDEFINED
Site | Hard Landscaping | IfcSite
Site | Hidden Lines | Not Exported
Site | Maintenance Zones | IfcBuildingElementProxyType | USERDEFINED
Site | Pads | IfcSite
Site | Placement Zones | IfcBuildingElementProxyType | USERDEFINED
Site | Project Base Point | IfcAnnotation
Site | Property | IfcSite
Site | Property Lines | IfcAnnotation
Site | Site Furniture | IfcFurnitureType | USERDEFINED
Site | Survey Point | Not Exported
Site | Utilities | IfcBuildingElementProxy
Site | Way Finding | IfcFurnishingElement
Site Tags |  | IfcAnnotation
Spaces |  | IfcSpace
Spaces | Color Fill | Not Exported
Spaces | Interior | Not Exported
Spaces | Reference | Not Exported
Specialty Equipment |  | IfcBuildingElementProxy
Specialty Equipment | Appliances | IfcElectricApplianceType | USERDEFINED
Specialty Equipment | Bathroom | IfcFurnishingElement
Specialty Equipment | Bounding Boxes | IfcBuildingElementProxyType | USERDEFINED
Specialty Equipment | Clearance Zones | IfcBuildingElementProxyType | USERDEFINED
Specialty Equipment | Connection Zones | IfcBuildingElementProxyType | USERDEFINED
Specialty Equipment | Conveyor Equipment | IfcTransportElementType | USERDEFINED
Specialty Equipment | Fire Safety Equipment | IfcFireSuppressionTerminal
Specialty Equipment | Hidden Lines | Not Exported
Specialty Equipment | Maintenance Zones | IfcBuildingElementProxyType | USERDEFINED
Specialty Equipment | Placement Zones | IfcBuildingElementProxyType | USERDEFINED
Specialty Equipment | Security Equipment | IfcDistributionSystem | SECURITY
Specialty Equipment | Transportation Equipment | IfcTransportElementType | USERDEFINED
Specialty Equipment Tags |  | IfcAnnotation
Spot Coordinates |  | IfcAnnotation
Spot Elevations |  | IfcAnnotation
Spot Slopes |  | IfcAnnotation
Sprinklers |  | IfcFireSuppressionTerminalType | SPRINKLER
Sprinklers | Bounding Boxes | IfcFireSuppressionTerminalType | SPRINKLER
Sprinklers | Clearance Zones | IfcBuildingElementProxyType | USERDEFINED
Sprinklers | Connection Zones | IfcBuildingElementProxyType | USERDEFINED
Sprinklers | Fittings | IfcFireSuppressionTerminalType | USERDEFINED
Sprinklers | Hidden Lines | Not Exported
Sprinklers | Maintenance Zones | IfcBuildingElementProxyType | USERDEFINED
Sprinklers | Placement Zones | IfcBuildingElementProxyType | USERDEFINED
Sprinklers | Sprinklers | IfcFireSuppressionTerminalType | SPRINKLER
Stair Landing Tags |  | IfcAnnotation
Stair Paths |  | IfcAnnotation
Stair Paths | <Above> Up Arrows | IfcAnnotation
Stair Paths | Down Arrows | IfcAnnotation
Stair Paths | DOWN Text | IfcAnnotation
Stair Paths | Up Arrows | IfcAnnotation
Stair Paths | UP Text | IfcAnnotation
Stair Run Tags |  | IfcAnnotation
Stair Support Tags |  | IfcAnnotation
Stair Tags |  | IfcAnnotation
Stair Tread/Riser Numbers |  | IfcAnnotation
Stairs |  | IfcStair
Stairs | <Above> Cut Marks | IfcAnnotation
Stairs | <Above> Nosing Lines | IfcAnnotation
Stairs | <Above> Outlines | IfcAnnotation
Stairs | <Above> Riser Lines | IfcAnnotation
Stairs | <Above> Supports | IfcAnnotation
Stairs | Cut Marks | IfcAnnotation
Stairs | Hidden Lines | Not Exported
Stairs | Incomplete Stairs | IfcStairType | USERDEFINED
Stairs | Nosing Lines | IfcStair
Stairs | Outlines | IfcStair
Stairs | Riser Lines | IfcStair
Stairs | Supports | IfcMemberType | USERDEFINED
Stairs | Treads/Risers | IfcStair
Structural Area Reinforcement |  | IfcReinforcingMesh
Structural Area Reinforcement | Boundary | IfcAnnotation
Structural Beam Systems |  | IfcElementAssemblyType | BEAM_GRID
Structural Column Tags |  | IfcAnnotation
Structural Columns |  | IfcColumn
Structural Columns | Bounding Boxes | IfcColumn
Structural Columns | Clearance Zones | IfcBuildingElementProxyType | USERDEFINED
Structural Columns | Connection Zones | IfcBuildingElementProxyType | USERDEFINED
Structural Columns | Hidden Lines | Not Exported
Structural Columns | Location Lines | IfcAnnotation
Structural Columns | Maintenance Zones | IfcBuildingElementProxyType | USERDEFINED
Structural Columns | Placement Zones | IfcBuildingElementProxyType | USERDEFINED
Structural Columns | Rigid Links | IfcStructuralPointConnection
Structural Columns | Stick Symbols | IfcStructuralPointConnection
Structural Connections |  | IfcStructuralConnection
Structural Connections | Hidden Lines | Not Exported
Structural Fabric Areas |  | IfcReinforcingMesh | USERDEFINED
Structural Fabric Areas | Boundary | IfcAnnotation
Structural Fabric Reinforcement |  | IfcReinforcingMesh | USERDEFINED
Structural Fabric Reinforcement | Boundary | IfcAnnotation
Structural Fabric Reinforcement | Fabric Wire | IfcReinforcingMesh | USERDEFINED
Structural Foundation Tags |  | IfcAnnotation
Structural Foundations |  | IfcFooting
Structural Foundations | Bounding Boxes | IfcFooting
Structural Foundations | Clearance Zones | IfcBuildingElementProxyType | USERDEFINED
Structural Foundations | Connection Zones | IfcBuildingElementProxyType | USERDEFINED
Structural Foundations | Foundation | IfcFootingType | USERDEFINED
Structural Foundations | Hidden Lines | Not Exported
Structural Foundations | Maintenance Zones | IfcBuildingElementProxyType | USERDEFINED
Structural Foundations | Pile | IfcPileType | USERDEFINED
Structural Foundations | Placement Zones | IfcBuildingElementProxyType | USERDEFINED
Structural Foundations | Plan Rep | IfcAnnotation
Structural Framing |  | IfcBeam
Structural Framing | Bounding Boxes | IfcBeam
Structural Framing | Chord | IfcMemberType | CHORD
Structural Framing | Clearance Zones | IfcBuildingElementProxyType | USERDEFINED
Structural Framing | Connection Zones | IfcBuildingElementProxyType | USERDEFINED
Structural Framing | Girder | IfcElementAssemblyType | GIRDER
Structural Framing | Hidden Faces | Not Exported
Structural Framing | Hidden Lines | Not Exported
Structural Framing | Horizontal Bracing | IfcElementAssemblyType | BRACED_FRAME
Structural Framing | Joist | IfcBeamType | JOIST
Structural Framing | Kicker Bracing | IfcMemberType | BRACE
Structural Framing | Location Lines | Not Exported
Structural Framing | Maintenance Zones | IfcBuildingElementProxyType | USERDEFINED
Structural Framing | Other | IfcBeamType | USERDEFINED
Structural Framing | Placement Zones | IfcBuildingElementProxyType | USERDEFINED
Structural Framing | Plates | IfcPlateType | SHEET
Structural Framing | Purlin | IfcMemberType | PURLIN
Structural Framing | Rigid Links | Not Exported
Structural Framing | Stick Symbols | Not Exported
Structural Framing | Vertical Bracing | IfcElementAssemblyType | BRACED_FRAME
Structural Framing | Web | IfcElementAssemblyType | ACCESSORY_ASSEMBLY
Structural Framing Tags |  | IfcAnnotation
Structural Path Reinforcement |  | IfcReinforcingBarType | LIGATURE
Structural Path Reinforcement | Boundary | IfcAnnotation
Structural Rebar |  | IfcReinforcingBarType | USERDEFINED
Structural Rebar | Hidden Lines | Not Exported
Structural Stiffener Tags |  | IfcAnnotation
Structural Stiffeners |  | IfcPlateType | USERDEFINED
Structural Stiffeners | Hidden Lines | Not Exported
Structural Truss Tags |  | IfcAnnotation
Structural Trusses |  | IfcElementAssemblyType | TRUSS
Structural Trusses | Stick Symbols | Not Exported
Telephone Devices |  | IfcAudioVisualApplianceType | TELEPHONE
Telephone Devices | Bounding Boxes | IfcAudioVisualApplianceType | TELEPHONE
Telephone Devices | Clearance Zones | IfcBuildingElementProxyType | USERDEFINED
Telephone Devices | Connection Zones | IfcBuildingElementProxyType | USERDEFINED
Telephone Devices | Devices | IfcAudioVisualApplianceType | TELEPHONE
Telephone Devices | Hidden Lines | Not Exported
Telephone Devices | Maintenance Zones | IfcBuildingElementProxyType | USERDEFINED
Telephone Devices | Placement Zones | IfcBuildingElementProxyType | USERDEFINED
Temporary |  | Not Exported
Text Notes |  | IfcAnnotation
Title Blocks |  | Not Exported
Title Blocks | Medium Lines | Not Exported
Title Blocks | Thin Lines | Not Exported
Title Blocks | Wide Lines | Not Exported
Topography |  | IfcSite
Topography | Boundary Point | IfcSite
Topography | Bounding Boxes | IfcSite
Topography | Clearance Zones | IfcBuildingElementProxyType | USERDEFINED
Topography | Connection Zones | IfcBuildingElementProxyType | USERDEFINED
Topography | Hidden Lines | Not Exported
Topography | Interior Point | IfcSite
Topography | Maintenance Zones | IfcBuildingElementProxyType | USERDEFINED
Topography | Placement Zones | IfcBuildingElementProxyType | USERDEFINED
Topography | Primary Contours | IfcSite
Topography | Secondary Contours | IfcSite
Topography | Site Scrape Contours | IfcSite
Topography | Triangulation Edges | IfcSite
View Titles |  | Not Exported
Wall Tags |  | IfcAnnotation
Walls |  | IfcWall
Walls | Bounding Boxes | IfcWall
Walls | Clearance Zones | IfcBuildingElementProxyType | USERDEFINED
Walls | Common Edges | IfcWall
Walls | Connection Zones | IfcBuildingElementProxyType | USERDEFINED
Walls | Curtain Wall Grids | Not Exported
Walls | Cut Pattern | IfcAnnotation
Walls | Finish 1 [4] | IfcWall
Walls | Finish 2 [5] | IfcCoveringType | USERDEFINED
Walls | Hidden Lines | Not Exported
Walls | Maintenance Zones | IfcBuildingElementProxyType | USERDEFINED
Walls | Membrane Layer | IfcCoveringType | MEMBRANE
Walls | Placement Zones | IfcBuildingElementProxyType | USERDEFINED
Walls | Reveals | IfcOpeningElement
Walls | Stacked Walls | IfcWall
Walls | Structure [1] | IfcWall
Walls | Substrate [2] | IfcWall
Walls | Surface Pattern | IfcAnnotation
Walls | Sweep_Cornice | IfcCoveringType | MOLDING
Walls | Sweep_Gutter | IfcPipeSegmentType | GUTTER
Walls | Sweep_Sidings | IfcCoveringType | CLADDING
Walls | Sweep_Skirting | IfcCoveringType | SKIRTINGBOARD
Walls | Thermal/Air Layer [3] | IfcCoveringType | INSULATION
Walls | Wall Sweeps | IfcCoveringType | USERDEFINED
Walls/Interior:1 |  | IfcWall
Walls/Exterior:2 |  | IfcWall
Walls/Foundation:3 |  | IfcFootingType | STRIP_FOOTING
Walls/Retaining:4 |  | IfcWallType | SHEAR
Window Tags |  | IfcAnnotation
Windows |  | IfcWindow
Windows | Architrave/Trim | IfcWindow
Windows | Bounding Boxes | IfcWindow | WINDOW
Windows | Clearance Zones | IfcBuildingElementProxyType | USERDEFINED
Windows | Connection Zones | IfcBuildingElementProxyType | USERDEFINED
Windows | Frame/Mullion | IfcWindow
Windows | Glass | IfcWindow
Windows | Hardware | IfcBuildingElementProxyType | USERDEFINED
Windows | Hidden Lines | Not Exported
Windows | Maintenance Zones | IfcBuildingElementProxyType | USERDEFINED
Windows | Moulding/Muntin | IfcWindow
Windows | Opening | IfcOpeningElement
Windows | Placement Zones | IfcBuildingElementProxyType | USERDEFINED
Windows | Reveal | IfcWindow
Windows | Sash | IfcWindow
Windows | Sill/Head | IfcBuildingElementProxyType | USERDEFINED
Windows | Sill_Wall | IfcBuildingElementProxyType | USERDEFINED
Windows | Structural Opening | IfcOpeningElement
Windows | Swing_Elevation | IfcAnnotation
Windows | Swing_Elevation_dashed | IfcAnnotation
Windows | Swing_Plan | IfcAnnotation
Wires |  | IfcCableSegmentType
Wires | Home Run Arrows | IfcAnnotation
Wires | Wire Tick Marks | Not Exported

## IfcImportMapping
IfcClass | IfcType | RevitCategory | RevitSubCategory
# IFC Class Name and Type to Revit Category/Sub-Category Table
# Maps IFC Class and Type to Revit Category/Sub-Category
# You may edit using File -> Import/Export Settings -> IFC Options... .
# NLRS 3.1.1
# -----------------------------------------------------
IfcActuator |  | Mechanical Equipment | Equipment
IfcActuator | ELECTRICACTUATOR | Electrical Equipment | Equipment
IfcActuator | HANDOPERATEDACTUATOR | Mechanical Equipment | Equipment
IfcActuator | HYDRAULICACTUATOR | Mechanical Equipment | Equipment
IfcActuator | NOTDEFINED | Mechanical Equipment | Equipment
IfcActuator | PNEUMATICACTUATOR | Mechanical Equipment | Equipment
IfcActuator | THERMOSTATICACTUATOR | Mechanical Equipment | Equipment
IfcActuator | USERDEFINED | Mechanical Equipment | Equipment
IfcActuatorType | ELECTRICACTUATOR | Electrical Equipment | Equipment
IfcActuatorType | HANDOPERATEDACTUATOR | Mechanical Equipment | Equipment
IfcActuatorType | HYDRAULICACTUATOR | Mechanical Equipment | Equipment
IfcActuatorType | NOTDEFINED | Mechanical Equipment | Equipment
IfcActuatorType | PNEUMATICACTUATOR | Mechanical Equipment | Equipment
IfcActuatorType | THERMOSTATICACTUATOR | Mechanical Equipment | Equipment
IfcActuatorType | USERDEFINED | Mechanical Equipment | Equipment
IfcAirTerminal |  | Air Terminals | Terminals
IfcAirTerminal | DIFFUSER | Air Terminals | Terminals
IfcAirTerminal | GRILLE | Air Terminals | Terminals
IfcAirTerminal | LOUVRE | Air Terminals | Terminals
IfcAirTerminal | NOTDEFINED | Air Terminals | Terminals
IfcAirTerminal | REGISTER | Air Terminals | Terminals
IfcAirTerminal | USERDEFINED | Air Terminals | Terminals
IfcAirTerminalBox |  | Mechanical Equipment | Air Handling Equipment
IfcAirTerminalBox | CONSTANTFLOW | Mechanical Equipment | Air Handling Equipment
IfcAirTerminalBox | NOTDEFINED | Mechanical Equipment | Air Handling Equipment
IfcAirTerminalBox | USERDEFINED | Mechanical Equipment | Air Handling Equipment
IfcAirTerminalBox | VARIABLEFLOWPRESSUREDEPENDANT | Mechanical Equipment | Air Handling Equipment
IfcAirTerminalBox | VARIABLEFLOWPRESSUREINDEPENDANT | Mechanical Equipment | Air Handling Equipment
IfcAirTerminalBoxType | CONSTANTFLOW | Mechanical Equipment | Air Handling Equipment
IfcAirTerminalBoxType | NOTDEFINED | Mechanical Equipment | Air Handling Equipment
IfcAirTerminalBoxType | USERDEFINED | Mechanical Equipment | Air Handling Equipment
IfcAirTerminalBoxType | VARIABLEFLOWPRESSUREDEPENDANT | Mechanical Equipment | Air Handling Equipment
IfcAirTerminalBoxType | VARIABLEFLOWPRESSUREINDEPENDANT | Mechanical Equipment | Air Handling Equipment
IfcAirTerminalType | DIFFUSER | Air Terminals | Terminals
IfcAirTerminalType | GRILLE | Air Terminals | Terminals
IfcAirTerminalType | LOUVRE | Air Terminals | Terminals
IfcAirTerminalType | NOTDEFINED | Air Terminals | Terminals
IfcAirTerminalType | REGISTER | Air Terminals | Terminals
IfcAirTerminalType | USERDEFINED | Air Terminals | Terminals
IfcAirToAirHeatRecovery |  | Mechanical Equipment | Heating Equipment
IfcAirToAirHeatRecovery | FIXEDPLATECOUNTERFLOWEXCHANGER | Mechanical Equipment | Heating Equipment
IfcAirToAirHeatRecovery | FIXEDPLATECROSSFLOWEXCHANGER | Mechanical Equipment | Heating Equipment
IfcAirToAirHeatRecovery | FIXEDPLATEPARALLELFLOWEXCHANGER | Mechanical Equipment | Heating Equipment
IfcAirToAirHeatRecovery | HEATPIPE | Mechanical Equipment | Heating Equipment
IfcAirToAirHeatRecovery | NOTDEFINED | Mechanical Equipment | Heating Equipment
IfcAirToAirHeatRecovery | ROTARYWHEEL | Mechanical Equipment | Heating Equipment
IfcAirToAirHeatRecovery | RUNAROUNDCOILLOOP | Mechanical Equipment | Heating Equipment
IfcAirToAirHeatRecovery | THERMOSIPHONCOILTYPEHEATEXCHANGERS | Mechanical Equipment | Heating Equipment
IfcAirToAirHeatRecovery | THERMOSIPHONSEALEDTUBEHEATEXCHANGERS | Mechanical Equipment | Heating Equipment
IfcAirToAirHeatRecovery | TWINTOWERENTHALPYRECOVERYLOOPS | Mechanical Equipment | Heating Equipment
IfcAirToAirHeatRecovery | USERDEFINED | Mechanical Equipment | Heating Equipment
IfcAirToAirHeatRecoveryType |  | Mechanical Equipment | Heating Equipment
IfcAirToAirHeatRecoveryType | FIXEDPLATECOUNTERFLOWEXCHANGER | Mechanical Equipment | Heating Equipment
IfcAirToAirHeatRecoveryType | FIXEDPLATECROSSFLOWEXCHANGER | Mechanical Equipment | Heating Equipment
IfcAirToAirHeatRecoveryType | FIXEDPLATEPARALLELFLOWEXCHANGER | Mechanical Equipment | Heating Equipment
IfcAirToAirHeatRecoveryType | HEATPIPE | Mechanical Equipment | Heating Equipment
IfcAirToAirHeatRecoveryType | NOTDEFINED | Mechanical Equipment | Heating Equipment
IfcAirToAirHeatRecoveryType | ROTARYWHEEL | Mechanical Equipment | Heating Equipment
IfcAirToAirHeatRecoveryType | RUNAROUNDCOILLOOP | Mechanical Equipment | Heating Equipment
IfcAirToAirHeatRecoveryType | THERMOSIPHONCOILTYPEHEATEXCHANGERS | Mechanical Equipment | Heating Equipment
IfcAirToAirHeatRecoveryType | THERMOSIPHONSEALEDTUBEHEATEXCHANGERS | Mechanical Equipment | Heating Equipment
IfcAirToAirHeatRecoveryType | TWINTOWERENTHALPYRECOVERYLOOPS | Mechanical Equipment | Heating Equipment
IfcAirToAirHeatRecoveryType | USERDEFINED | Mechanical Equipment | Heating Equipment
IfcAlarm |  | Security Devices | Devices
IfcAlarm | BELL | Security Devices | Devices
IfcAlarm | BREAKGLASSBUTTON | Security Devices | Devices
IfcAlarm | LIGHT | Security Devices | Devices
IfcAlarm | MANUALPULLBOX | Security Devices | Devices
IfcAlarm | NOTDEFINED | Security Devices | Devices
IfcAlarm | SIREN | Security Devices | Devices
IfcAlarm | USERDEFINED | Security Devices | Devices
IfcAlarm | WHISTLE | Security Devices | Devices
IfcAlarmType |  | Security Devices | Devices
IfcAlarmType | BELL | Security Devices | Devices
IfcAlarmType | BREAKGLASSBUTTON | Security Devices | Devices
IfcAlarmType | LIGHT | Security Devices | Devices
IfcAlarmType | MANUALPULLBOX | Security Devices | Devices
IfcAlarmType | NOTDEFINED | Security Devices | Devices
IfcAlarmType | SIREN | Security Devices | Devices
IfcAlarmType | USERDEFINED | Security Devices | Devices
IfcAlarmType | WHISTLE | Security Devices | Devices
IfcAnnotation |  | Generic Annotations
IfcAudioVisualAppliance |  | Communication Devices | Devices
IfcAudioVisualAppliance | AMPLIFIER | Electrical Equipment | Multimedia Equipment
IfcAudioVisualAppliance | CAMERA | Electrical Equipment | Camera Surveillance Equipment
IfcAudioVisualAppliance | DISPLAY | Communication Devices | Building Management Devices
IfcAudioVisualAppliance | MICROPHONE | Communication Devices | Multimedia Devices
IfcAudioVisualAppliance | NOTDEFINED | Communication Devices | Devices
IfcAudioVisualAppliance | PLAYER | Communication Devices | Multimedia Devices
IfcAudioVisualAppliance | PROJECTOR | Communication Devices | Multimedia Devices
IfcAudioVisualAppliance | RECEIVER | Electrical Equipment | Multimedia Equipment
IfcAudioVisualAppliance | SPEAKER | Electrical Equipment | Multimedia Equipment
IfcAudioVisualAppliance | SWITCHER | Electrical Equipment | Telephony Equipment
IfcAudioVisualAppliance | TELEPHONE | Communication Devices | Communication Devices
IfcAudioVisualAppliance | TUNER | Communication Devices | Multimedia Devices
IfcAudioVisualAppliance | USERDEFINED | Communication Devices | Devices
IfcAudioVisualApplianceType |  | Communication Devices | Devices
IfcAudioVisualApplianceType | AMPLIFIER | Electrical Equipment | Multimedia Equipment
IfcAudioVisualApplianceType | CAMERA | Electrical Equipment | Camera Surveillance Equipment
IfcAudioVisualApplianceType | DISPLAY | Communication Devices | Building Management Devices
IfcAudioVisualApplianceType | MICROPHONE | Communication Devices | Multimedia Devices
IfcAudioVisualApplianceType | NOTDEFINED | Communication Devices | Devices
IfcAudioVisualApplianceType | PLAYER | Communication Devices | Multimedia Devices
IfcAudioVisualApplianceType | PROJECTOR | Communication Devices | Multimedia Devices
IfcAudioVisualApplianceType | RECEIVER | Electrical Equipment | Multimedia Equipment
IfcAudioVisualApplianceType | SPEAKER | Electrical Equipment | Multimedia Equipment
IfcAudioVisualApplianceType | SWITCHER | Electrical Equipment | Telephony Equipment
IfcAudioVisualApplianceType | TELEPHONE | Communication Devices | Communication Devices
IfcAudioVisualApplianceType | TUNER | Communication Devices | Multimedia Devices
IfcAudioVisualApplianceType | USERDEFINED | Communication Devices | Devices
IfcBeam |  | Structural Framing | Other
IfcBeam | BEAM | Structural Framing | Other
IfcBeam | HOLLOWCORE | Structural Framing | Other
IfcBeam | JOIST | Structural Framing | Joist
IfcBeam | LINTEL | Structural Framing | Other
IfcBeam | NOTDEFINED | Structural Framing | Other
IfcBeam | SPANDREL | Structural Framing | Other
IfcBeam | T_BEAM | Structural Framing | Other
IfcBeam | USERDEFINED | Structural Framing | Other
IfcBeamType |  | Structural Framing | Other
IfcBeamType | BEAM | Structural Framing | Other
IfcBeamType | HOLLOWCORE | Structural Framing | Other
IfcBeamType | JOIST | Structural Framing | Joist
IfcBeamType | LINTEL | Structural Framing | Other
IfcBeamType | NOTDEFINED | Structural Framing | Other
IfcBeamType | SPANDREL | Structural Framing | Other
IfcBeamType | T_BEAM | Structural Framing | Other
IfcBeamType | USERDEFINED | Structural Framing | Other
IfcBoiler |  | Mechanical Equipment | Heating Equipment
IfcBoiler | NOTDEFINED | Mechanical Equipment | Heating Equipment
IfcBoiler | STEAM | Mechanical Equipment | Heating Equipment
IfcBoiler | USERDEFINED | Mechanical Equipment | Heating Equipment
IfcBoiler | WATER | Mechanical Equipment | Heating Equipment
IfcBoilerType |  | Mechanical Equipment | Heating Equipment
IfcBoilerType | NOTDEFINED | Mechanical Equipment | Heating Equipment
IfcBoilerType | STEAM | Mechanical Equipment | Heating Equipment
IfcBoilerType | USERDEFINED | Mechanical Equipment | Heating Equipment
IfcBoilerType | WATER | Mechanical Equipment | Heating Equipment
IfcBoundingBox |  | Generic Models | Bounding Boxes
IfcBuilding |  | New | Wide Lines
IfcBuildingElementPart |  | Parts
IfcBuildingElementProxy |  | Generic Models | Models
IfcBuildingElementProxy | COMPLEX | Generic Models | Models
IfcBuildingElementProxy | ELEMENT | Generic Models | Models
IfcBuildingElementProxy | NOTDEFINED | Generic Models | Models
IfcBuildingElementProxy | PARTIAL | Generic Models | Models
IfcBuildingElementProxy | PROVISIONFORVOID | Generic Models | Clearance Zones
IfcBuildingElementProxy | USERDEFINED | Generic Models | Models
IfcBuildingElementProxyType |  | Generic Models | Models
IfcBuildingElementProxyType | COMPLEX | Generic Models | Models
IfcBuildingElementProxyType | ELEMENT | Generic Models | Models
IfcBuildingElementProxyType | NOTDEFINED | Generic Models | Models
IfcBuildingElementProxyType | PARTIAL | Generic Models | Models
IfcBuildingElementProxyType | PROVISIONFORVOID | Generic Models | Clearance Zones
IfcBuildingElementProxyType | USERDEFINED | Generic Models | Models
IfcBuildingStorey |  | Levels
IfcBurner |  | Mechanical Equipment | Gas Treatment Equipment
IfcCableCarrierFitting |  | Cable Tray Fittings | Fittings
IfcCableCarrierFitting | BEND | Cable Tray Fittings | Fittings
IfcCableCarrierFitting | CROSS | Cable Tray Fittings | Fittings
IfcCableCarrierFitting | NOTDEFINED | Cable Tray Fittings | Fittings
IfcCableCarrierFitting | REDUCER | Cable Tray Fittings | Fittings
IfcCableCarrierFitting | TEE | Cable Tray Fittings | Fittings
IfcCableCarrierFitting | USERDEFINED | Cable Tray Fittings | Fittings
IfcCableCarrierFittingType |  | Cable Tray Fittings | Fittings
IfcCableCarrierFittingType | BEND | Cable Tray Fittings | Fittings
IfcCableCarrierFittingType | CROSS | Cable Tray Fittings | Fittings
IfcCableCarrierFittingType | NOTDEFINED | Cable Tray Fittings | Fittings
IfcCableCarrierFittingType | REDUCER | Cable Tray Fittings | Fittings
IfcCableCarrierFittingType | TEE | Cable Tray Fittings | Fittings
IfcCableCarrierFittingType | USERDEFINED | Cable Tray Fittings | Fittings
IfcCableCarrierSegment |  | Cable Trays
IfcCableCarrierSegment | CABLELADDERSEGMENT | Cable Tray
IfcCableCarrierSegment | CABLETRAYSEGMENT | Cable Tray
IfcCableCarrierSegment | CABLETRUNKINGSEGMENT | Cable Tray
IfcCableCarrierSegment | CONDUITSEGMENT | Cable Tray
IfcCableCarrierSegment | NOTDEFINED | Cable Tray
IfcCableCarrierSegment | USERDEFINED | Cable Tray
IfcCableCarrierSegmentType |  | Cable Tray
IfcCableCarrierSegmentType | CABLELADDERSEGMENT | Cable Tray
IfcCableCarrierSegmentType | CABLETRAYSEGMENT | Cable Tray
IfcCableCarrierSegmentType | CABLETRUNKINGSEGMENT | Cable Tray
IfcCableCarrierSegmentType | CONDUITSEGMENT | Cable Tray
IfcCableCarrierSegmentType | NOTDEFINED | Cable Tray
IfcCableCarrierSegmentType | USERDEFINED | Cable Tray
IfcCableFitting |  | Conduit Fittings | Fittings
IfcCableFitting | CONNECTOR | Conduit Fittings | Fittings
IfcCableFitting | ENTRY | Conduit Fittings | Fittings
IfcCableFitting | EXIT | Conduit Fittings | Fittings
IfcCableFitting | JUNCTION | Conduit Fittings | Fittings
IfcCableFitting | NOTDEFINED | Conduit Fittings | Fittings
IfcCableFitting | TRANSITION | Conduit Fittings | Fittings
IfcCableFitting | USERDEFINED | Conduit Fittings | Fittings
IfcCableFittingType |  | Conduit Fittings | Fittings
IfcCableFittingType | CONNECTOR | Conduit Fittings | Fittings
IfcCableFittingType | ENTRY | Conduit Fittings | Fittings
IfcCableFittingType | EXIT | Conduit Fittings | Fittings
IfcCableFittingType | JUNCTION | Conduit Fittings | Fittings
IfcCableFittingType | NOTDEFINED | Conduit Fittings | Fittings
IfcCableFittingType | TRANSITION | Conduit Fittings | Fittings
IfcCableFittingType | USERDEFINED | Conduit Fittings | Fittings
IfcCableSegment |  | Conduits
IfcCableSegment | BUSBARSEGMENT | Wires
IfcCableSegment | CABLESEGMENT | Wires
IfcCableSegment | CONDUCTORSEGMENT | Wires
IfcCableSegment | CORESEGMENT | Wires
IfcCableSegment | NOTDEFINED | Wires
IfcCableSegment | USERDEFINED | Wires
IfcCableSegmentType |  | Wires
IfcCableSegmentType | BUSBARSEGMENT | Wires
IfcCableSegmentType | CABLESEGMENT | Wires
IfcCableSegmentType | CONDUCTORSEGMENT | Wires
IfcCableSegmentType | CORESEGMENT | Wires
IfcCableSegmentType | NOTDEFINED | Wires
IfcCableSegmentType | USERDEFINED | Wires
IfcChiller |  | Mechanical Equipment | Cooling and Refrigeration Equipment
IfcChiller | AIRCOOLED | Mechanical Equipment | Cooling and Refrigeration Equipment
IfcChiller | HEATRECOVERY | Mechanical Equipment | Cooling and Refrigeration Equipment
IfcChiller | NOTDEFINED | Mechanical Equipment | Cooling and Refrigeration Equipment
IfcChiller | USERDEFINED | Mechanical Equipment | Cooling and Refrigeration Equipment
IfcChiller | WATERCOOLED | Mechanical Equipment | Cooling and Refrigeration Equipment
IfcChillerType |  | Mechanical Equipment | Cooling and Refrigeration Equipment
IfcChillerType | AIRCOOLED | Mechanical Equipment | Cooling and Refrigeration Equipment
IfcChillerType | HEATRECOVERY | Mechanical Equipment | Cooling and Refrigeration Equipment
IfcChillerType | NOTDEFINED | Mechanical Equipment | Cooling and Refrigeration Equipment
IfcChillerType | USERDEFINED | Mechanical Equipment | Cooling and Refrigeration Equipment
IfcChillerType | WATERCOOLED | Mechanical Equipment | Cooling and Refrigeration Equipment
IfcCoil |  | Mechanical Equipment | Equipment
IfcCoil | DXCOOLINGCOIL | Mechanical Equipment | Cooling Elements
IfcCoil | ELECTRICHEATINGCOIL | Electrical Equipment | Equipment
IfcCoil | GASHEATINGCOIL | Mechanical Equipment | Gas Treatment Equipment
IfcCoil | HYDRONICCOIL | Mechanical Equipment | Heating Elements
IfcCoil | NOTDEFINED | Mechanical Equipment | Equipment
IfcCoil | STEAMHEATINGCOIL | Mechanical Equipment | Cooling Elements
IfcCoil | USERDEFINED | Mechanical Equipment | Equipment
IfcCoil | WATERCOOLINGCOIL | Mechanical Equipment | Cooling Elements
IfcCoil | WATERHEATINGCOIL | Mechanical Equipment | Heating Elements
IfcCoilType | DXCOOLINGCOIL | Mechanical Equipment | Cooling Elements
IfcCoilType | ELECTRICHEATINGCOIL | Electrical Equipment | Equipment
IfcCoilType | GASHEATINGCOIL | Mechanical Equipment | Gas Treatment Equipment
IfcCoilType | HYDRONICCOIL | Mechanical Equipment | Heating Elements
IfcCoilType | NOTDEFINED | Mechanical Equipment | Equipment
IfcCoilType | STEAMHEATINGCOIL | Mechanical Equipment | Cooling Elements
IfcCoilType | USERDEFINED | Mechanical Equipment | Equipment
IfcCoilType | WATERCOOLINGCOIL | Mechanical Equipment | Cooling Elements
IfcCoilType | WATERHEATINGCOIL | Mechanical Equipment | Heating Elements
IfcColumn |  | Columns | Column Coverings
IfcColumn | [LoadBearing] | Structural Columns | Columns
IfcColumn | COLUMN | Columns | Columns
IfcColumn | NOTDEFINED | Columns | Columns
IfcColumn | USERDEFINED | Columns | Columns
IfcColumnType |  | Columns | Column Coverings
IfcColumnType | [LoadBearing] | Structural Columns | Columns
IfcColumnType | COLUMN | Columns | Columns
IfcColumnType | NOTDEFINED | Columns | Columns
IfcColumnType | USERDEFINED | Columns | Columns
IfcCommunicationsAppliance |  | Communication Devices | Communication Devices
IfcCompressor |  | Mechanical Equipment | Fluid Supply Equipment
IfcCompressor | BOOSTER | Mechanical Equipment | Fluid Supply Equipment
IfcCompressor | DYNAMIC | Mechanical Equipment | Fluid Supply Equipment
IfcCompressor | HERMETIC | Mechanical Equipment | Fluid Supply Equipment
IfcCompressor | NOTDEFINED | Mechanical Equipment | Fluid Supply Equipment
IfcCompressor | OPENTYPE | Mechanical Equipment | Fluid Supply Equipment
IfcCompressor | RECIPROCATING | Mechanical Equipment | Fluid Supply Equipment
IfcCompressor | ROLLINGPISTON | Mechanical Equipment | Fluid Supply Equipment
IfcCompressor | ROTARY | Mechanical Equipment | Fluid Supply Equipment
IfcCompressor | ROTARYVANE | Mechanical Equipment | Fluid Supply Equipment
IfcCompressor | SCROLL | Mechanical Equipment | Fluid Supply Equipment
IfcCompressor | SEMIHERMETIC | Mechanical Equipment | Fluid Supply Equipment
IfcCompressor | SINGLESCREW | Mechanical Equipment | Fluid Supply Equipment
IfcCompressor | SINGLESTAGE | Mechanical Equipment | Fluid Supply Equipment
IfcCompressor | TROCHOIDAL | Mechanical Equipment | Fluid Supply Equipment
IfcCompressor | TWINSCREW | Mechanical Equipment | Fluid Supply Equipment
IfcCompressor | USERDEFINED | Mechanical Equipment | Fluid Supply Equipment
IfcCompressor | WELDEDSHELLHERMETIC | Mechanical Equipment | Fluid Supply Equipment
IfcCompressorType |  | Mechanical Equipment | Fluid Supply Equipment
IfcCompressorType | BOOSTER | Mechanical Equipment | Fluid Supply Equipment
IfcCompressorType | DYNAMIC | Mechanical Equipment | Fluid Supply Equipment
IfcCompressorType | HERMETIC | Mechanical Equipment | Fluid Supply Equipment
IfcCompressorType | NOTDEFINED | Mechanical Equipment | Fluid Supply Equipment
IfcCompressorType | OPENTYPE | Mechanical Equipment | Fluid Supply Equipment
IfcCompressorType | RECIPROCATING | Mechanical Equipment | Fluid Supply Equipment
IfcCompressorType | ROLLINGPISTON | Mechanical Equipment | Fluid Supply Equipment
IfcCompressorType | ROTARY | Mechanical Equipment | Fluid Supply Equipment
IfcCompressorType | ROTARYVANE | Mechanical Equipment | Fluid Supply Equipment
IfcCompressorType | SCROLL | Mechanical Equipment | Fluid Supply Equipment
IfcCompressorType | SEMIHERMETIC | Mechanical Equipment | Fluid Supply Equipment
IfcCompressorType | SINGLESCREW | Mechanical Equipment | Fluid Supply Equipment
IfcCompressorType | SINGLESTAGE | Mechanical Equipment | Fluid Supply Equipment
IfcCompressorType | TROCHOIDAL | Mechanical Equipment | Fluid Supply Equipment
IfcCompressorType | TWINSCREW | Mechanical Equipment | Fluid Supply Equipment
IfcCompressorType | USERDEFINED | Mechanical Equipment | Fluid Supply Equipment
IfcCompressorType | WELDEDSHELLHERMETIC | Mechanical Equipment | Fluid Supply Equipment
IfcCondenser |  | Mechanical Equipment | Cooling and Refrigeration Equipment
IfcCondenser | AIRCOOLED | Mechanical Equipment | Cooling and Refrigeration Equipment
IfcCondenser | EVAPORATIVECOOLED | Mechanical Equipment | Cooling and Refrigeration Equipment
IfcCondenser | NOTDEFINED | Mechanical Equipment | Cooling and Refrigeration Equipment
IfcCondenser | USERDEFINED | Mechanical Equipment | Cooling and Refrigeration Equipment
IfcCondenser | WATERCOOLED | Mechanical Equipment | Cooling and Refrigeration Equipment
IfcCondenser | WATERCOOLEDBRAZEDPLATE | Mechanical Equipment | Cooling and Refrigeration Equipment
IfcCondenser | WATERCOOLEDSHELLCOIL | Mechanical Equipment | Cooling and Refrigeration Equipment
IfcCondenser | WATERCOOLEDSHELLTUBE | Mechanical Equipment | Cooling and Refrigeration Equipment
IfcCondenser | WATERCOOLEDTUBEINTUBE | Mechanical Equipment | Cooling and Refrigeration Equipment
IfcCondenserType |  | Mechanical Equipment | Cooling and Refrigeration Equipment
IfcCondenserType | AIRCOOLED | Mechanical Equipment | Cooling and Refrigeration Equipment
IfcCondenserType | EVAPORATIVECOOLED | Mechanical Equipment | Cooling and Refrigeration Equipment
IfcCondenserType | NOTDEFINED | Mechanical Equipment | Cooling and Refrigeration Equipment
IfcCondenserType | USERDEFINED | Mechanical Equipment | Cooling and Refrigeration Equipment
IfcCondenserType | WATERCOOLED | Mechanical Equipment | Cooling and Refrigeration Equipment
IfcCondenserType | WATERCOOLEDBRAZEDPLATE | Mechanical Equipment | Cooling and Refrigeration Equipment
IfcCondenserType | WATERCOOLEDSHELLCOIL | Mechanical Equipment | Cooling and Refrigeration Equipment
IfcCondenserType | WATERCOOLEDSHELLTUBE | Mechanical Equipment | Cooling and Refrigeration Equipment
IfcCondenserType | WATERCOOLEDTUBEINTUBE | Mechanical Equipment | Cooling and Refrigeration Equipment
IfcController |  | Electrical Equipment | Building Management Accessories
IfcController | FLOATING | Electrical Equipment | Building Management Accessories
IfcController | MULTIPOSITION | Electrical Equipment | Building Management Accessories
IfcController | NOTDEFINED | Electrical Equipment | Building Management Accessories
IfcController | PROGRAMMABLE | Electrical Equipment | Building Management Accessories
IfcController | PROPORTIONAL | Electrical Equipment | Building Management Accessories
IfcController | TWOPOSITION | Electrical Equipment | Building Management Accessories
IfcController | USERDEFINED | Electrical Equipment | Building Management Accessories
IfcControllerType |  | Electrical Equipment | Building Management Accessories
IfcControllerType | FLOATING | Electrical Equipment | Building Management Accessories
IfcControllerType | MULTIPOSITION | Electrical Equipment | Building Management Accessories
IfcControllerType | NOTDEFINED | Electrical Equipment | Building Management Accessories
IfcControllerType | PROGRAMMABLE | Electrical Equipment | Building Management Accessories
IfcControllerType | PROPORTIONAL | Electrical Equipment | Building Management Accessories
IfcControllerType | TWOPOSITION | Electrical Equipment | Building Management Accessories
IfcControllerType | USERDEFINED | Electrical Equipment | Building Management Accessories
IfcCooledBeam |  | Mechanical Equipment | Cooling and Refrigeration Elements
IfcCooledBeam | ACTIVE | Mechanical Equipment | Cooling and Refrigeration Elements
IfcCooledBeam | NOTDEFINED | Mechanical Equipment | Cooling and Refrigeration Elements
IfcCooledBeam | PASSIVE | Mechanical Equipment | Cooling and Refrigeration Elements
IfcCooledBeam | USERDEFINED | Mechanical Equipment | Cooling and Refrigeration Elements
IfcCooledBeamType |  | Mechanical Equipment | Cooling and Refrigeration Elements
IfcCooledBeamType | ACTIVE | Mechanical Equipment | Cooling and Refrigeration Elements
IfcCooledBeamType | NOTDEFINED | Mechanical Equipment | Cooling and Refrigeration Elements
IfcCooledBeamType | PASSIVE | Mechanical Equipment | Cooling and Refrigeration Elements
IfcCooledBeamType | USERDEFINED | Mechanical Equipment | Cooling and Refrigeration Elements
IfcCoolingTower |  | Mechanical Equipment | Cooling and Refrigeration Equipment
IfcCoolingTower | MECHANICALFORCEDDRAFT | Mechanical Equipment | Cooling and Refrigeration Equipment
IfcCoolingTower | MECHANICALINDUCEDDRAFT | Mechanical Equipment | Cooling and Refrigeration Equipment
IfcCoolingTower | NATURALDRAFT | Mechanical Equipment | Cooling and Refrigeration Equipment
IfcCoolingTower | NOTDEFINED | Mechanical Equipment | Cooling and Refrigeration Equipment
IfcCoolingTower | USERDEFINED | Mechanical Equipment | Cooling and Refrigeration Equipment
IfcCoolingTowerType |  | Mechanical Equipment | Cooling and Refrigeration Equipment
IfcCoolingTowerType | MECHANICALFORCEDDRAFT | Mechanical Equipment | Cooling and Refrigeration Equipment
IfcCoolingTowerType | MECHANICALINDUCEDDRAFT | Mechanical Equipment | Cooling and Refrigeration Equipment
IfcCoolingTowerType | NATURALDRAFT | Mechanical Equipment | Cooling and Refrigeration Equipment
IfcCoolingTowerType | NOTDEFINED | Mechanical Equipment | Cooling and Refrigeration Equipment
IfcCoolingTowerType | USERDEFINED | Mechanical Equipment | Cooling and Refrigeration Equipment
IfcCovering |  | Generic Models | Models
IfcCovering | CEILING | Ceilings | Finish 2 [5]
IfcCovering | CLADDING | Roofs | Finish 1 [4]
IfcCovering | FLOORING | Floors | Finish 2 [5]
IfcCovering | NOTDEFINED | Generic Models | Models
IfcCovering | ROOFING | Roofs | Finish 2 [5]
IfcCovering | USERDEFINED | Generic Models | Models
IfcCoveringType |  | Generic Models | Models
IfcCoveringType | CEILING | Ceilings | Finish 2 [5]
IfcCoveringType | CLADDING | Roofs | Finish 1 [4]
IfcCoveringType | FLOORING | Floors | Finish 2 [5]
IfcCoveringType | NOTDEFINED | Generic Models | Models
IfcCoveringType | ROOFING | Roofs | Finish 2 [5]
IfcCoveringType | USERDEFINED | Generic Models | Models
IfcCurtainWall |  | Curtain Systems
IfcCurtainWall | NOTDEFINED | Curtain Systems
IfcCurtainWall | USERDEFINED | Curtain Systems | Sealant
IfcCurtainWallType |  | Curtain Systems
IfcCurtainWallType | NOTDEFINED | Curtain Systems
IfcCurtainWallType | USERDEFINED | Curtain Systems | Sealant
IfcDamper |  | Duct Accessories | Accessories
IfcDamper | BACKDRAFTDAMPER | Duct Accessories | Accessories
IfcDamper | BALANCINGDAMPER | Duct Accessories | Accessories
IfcDamper | BLASTDAMPER | Duct Accessories | Accessories
IfcDamper | CONTROLDAMPER | Duct Accessories | Accessories
IfcDamper | FIREDAMPER | Duct Accessories | Accessories
IfcDamper | FIRESMOKEDAMPER | Duct Accessories | Accessories
IfcDamper | FUMEHOODEXHAUST | Duct Accessories | Accessories
IfcDamper | GRAVITYDAMPER | Duct Accessories | Accessories
IfcDamper | GRAVITYRELIEFDAMPER | Duct Accessories | Accessories
IfcDamper | NOTDEFINED | Duct Accessories | Accessories
IfcDamper | RELIEFDAMPER | Duct Accessories | Accessories
IfcDamper | SMOKEDAMPER | Duct Accessories | Accessories
IfcDamper | USERDEFINED | Duct Accessories | Accessories
IfcDamperType |  | Duct Accessories | Accessories
IfcDamperType | BACKDRAFTDAMPER | Duct Accessories | Accessories
IfcDamperType | BALANCINGDAMPER | Duct Accessories | Accessories
IfcDamperType | BLASTDAMPER | Duct Accessories | Accessories
IfcDamperType | CONTROLDAMPER | Duct Accessories | Accessories
IfcDamperType | FIREDAMPER | Duct Accessories | Accessories
IfcDamperType | FIRESMOKEDAMPER | Duct Accessories | Accessories
IfcDamperType | FUMEHOODEXHAUST | Duct Accessories | Accessories
IfcDamperType | GRAVITYDAMPER | Duct Accessories | Accessories
IfcDamperType | GRAVITYRELIEFDAMPER | Duct Accessories | Accessories
IfcDamperType | NOTDEFINED | Duct Accessories | Accessories
IfcDamperType | RELIEFDAMPER | Duct Accessories | Accessories
IfcDamperType | SMOKEDAMPER | Duct Accessories | Accessories
IfcDamperType | USERDEFINED | Duct Accessories | Accessories
IfcDiscreteAccessory |  | Generic Models | Models
IfcDistributionChamberElement |  | Generic Models | Models
IfcDistributionChamberElement | FORMEDDUCT | Site | Other
IfcDistributionChamberElement | INSPECTIONCHAMBER | Generic Models | Prefabricated Assemblies
IfcDistributionChamberElement | INSPECTIONPIT | Generic Models | Prefabricated Assemblies
IfcDistributionChamberElement | MANHOLE | Generic Models | Prefabricated Assemblies
IfcDistributionChamberElement | METERCHAMBER | Generic Models | Prefabricated Assemblies
IfcDistributionChamberElement | NOTDEFINED | Generic Models | Models
IfcDistributionChamberElement | SUMP | Generic Models | Prefabricated Assemblies
IfcDistributionChamberElement | TRENCH | Site | Other
IfcDistributionChamberElement | USERDEFINED | Generic Models | Models
IfcDistributionChamberElement | VALVECHAMBER | Generic Models | Prefabricated Assemblies
IfcDistributionChamberElementType |  | Generic Models | Models
IfcDistributionChamberElementType | FORMEDDUCT | Site | Other
IfcDistributionChamberElementType | INSPECTIONCHAMBER | Generic Models | Prefabricated Assemblies
IfcDistributionChamberElementType | INSPECTIONPIT | Generic Models | Prefabricated Assemblies
IfcDistributionChamberElementType | MANHOLE | Generic Models | Prefabricated Assemblies
IfcDistributionChamberElementType | METERCHAMBER | Generic Models | Prefabricated Assemblies
IfcDistributionChamberElementType | NOTDEFINED | Generic Models | Models
IfcDistributionChamberElementType | SUMP | Generic Models | Prefabricated Assemblies
IfcDistributionChamberElementType | TRENCH | Site | Other
IfcDistributionChamberElementType | USERDEFINED | Generic Models | Models
IfcDistributionChamberElementType | VALVECHAMBER | Generic Models | Prefabricated Assemblies
IfcDistributionCircuit |  | Electrical Equipment | Low Voltage Accessories
IfcDistributionControlElement |  | Generic Models | Models
IfcDistributionElement |  | Generic Models | Models
IfcDistributionFlowElement |  | Generic Models | Models
IfcDistributionPort |  | Electrical Equipment | Data Equipment
IfcDistributionPort | CABLE | Conduits
IfcDistributionPort | CABLECARRIER | Cable Trays
IfcDistributionPort | DUCT | Ducts
IfcDistributionPort | NOTDEFINED | Generic Models
IfcDistributionPort | PIPE | Pipes
IfcDistributionPort | USERDEFINED | Generic Models
IfcDistributionSystem |  | Electrical Circuits
IfcDistributionSystem | AIRCONDITIONING | Duct Systems
IfcDistributionSystem | AUDIOVISUAL | Electrical Circuits
IfcDistributionSystem | CHEMICAL | Pipe Systems
IfcDistributionSystem | CHILLEDWATER | Pipe Systems
IfcDistributionSystem | COMPRESSEDAIR | Pipe Systems
IfcDistributionSystem | CONDENSERWATER | Pipe Systems
IfcDistributionSystem | CONTROL | Electrical Circuits
IfcDistributionSystem | DATA | Electrical Circuits
IfcDistributionSystem | DOMESTICCOLDWATER | Pipe Systems
IfcDistributionSystem | DOMESTICHOTWATER | Pipe Systems
IfcDistributionSystem | DRAINAGE | Pipe Systems
IfcDistributionSystem | EARTHING | Electrical Circuits
IfcDistributionSystem | ELECTRICAL | Electrical Circuits
IfcDistributionSystem | ELECTROACCOUSTIC | Electrical Circuits
IfcDistributionSystem | EXHAUST | Duct Systems
IfcDistributionSystem | FIREPROTECTION | Pipe Systems
IfcDistributionSystem | GAS | Pipe Systems
IfcDistributionSystem | HAZARDOUS | Pipe Systems
IfcDistributionSystem | HEATING | Pipe Systems
IfcDistributionSystem | LIGHTING | Electrical Circuits
IfcDistributionSystem | LIGHTNINGPROTECTION | Electrical Circuits
IfcDistributionSystem | OIL | Pipe Systems
IfcDistributionSystem | POWERGENERATION | Electrical Circuits
IfcDistributionSystem | RAINWATER | Pipe Systems
IfcDistributionSystem | REFRIGERATION | Pipe Systems
IfcDistributionSystem | SECURITY | Electrical Circuits
IfcDistributionSystem | SEWAGE | Pipe Systems
IfcDistributionSystem | SIGNAL | Electrical Circuits
IfcDistributionSystem | STORMWATER | Pipe Systems
IfcDistributionSystem | TELEPHONE | Electrical Circuits
IfcDistributionSystem | TV | Electrical Circuits
IfcDistributionSystem | VACUUM | Pipe Systems
IfcDistributionSystem | VENT | Pipe Systems
IfcDistributionSystem | VENTILATION | Duct Systems
IfcDistributionSystem | WASTE | Pipe Systems
IfcDoor |  | Doors
IfcDoor | DOOR | Doors | Panel
IfcDoor | GATE | Doors
IfcDoor | NOTDEFINED | Doors
IfcDoor | TRAPDOOR | Doors
IfcDoor | USERDEFINED | Doors
IfcDoorType |  | Doors
IfcDoorType | DOOR | Doors | Panel
IfcDoorType | GATE
IfcDoorType | NOTDEFINED | Doors
IfcDoorType | TRAPDOOR
IfcDoorType | USERDEFINED | Doors
IfcDuctFitting |  | Duct Fittings | Fittings
IfcDuctFitting | BEND | Duct Fittings | Fittings
IfcDuctFitting | CONNECTOR | Duct Fittings | Fittings
IfcDuctFitting | ENTRY | Duct Fittings | Fittings
IfcDuctFitting | EXIT | Duct Fittings | Fittings
IfcDuctFitting | JUNCTION | Duct Fittings | Fittings
IfcDuctFitting | NOTDEFINED | Duct Fittings | Fittings
IfcDuctFitting | OBSTRUCTION | Duct Fittings
IfcDuctFitting | TRANSITION | Duct Fittings | Fittings
IfcDuctFitting | USERDEFINED | Duct Fittings | Fittings
IfcDuctFittingType |  | Duct Fittings | Fittings
IfcDuctFittingType | BEND | Duct Fittings | Fittings
IfcDuctFittingType | CONNECTOR | Duct Fittings | Fittings
IfcDuctFittingType | ENTRY | Duct Fittings | Fittings
IfcDuctFittingType | EXIT | Duct Fittings | Fittings
IfcDuctFittingType | JUNCTION | Duct Fittings | Fittings
IfcDuctFittingType | NOTDEFINED | Duct Fittings | Fittings
IfcDuctFittingType | OBSTRUCTION | Duct Fittings
IfcDuctFittingType | TRANSITION | Duct Fittings | Fittings
IfcDuctFittingType | USERDEFINED | Duct Fittings | Fittings
IfcDuctSegment |  | Ducts
IfcDuctSegment | FLEXIBLESEGMENT | Flex Ducts
IfcDuctSegment | NOTDEFINED | Ducts
IfcDuctSegment | RIGIDSEGMENT | Ducts
IfcDuctSegment | USERDEFINED | Ducts
IfcDuctSegmentType |  | Ducts
IfcDuctSegmentType | FLEXIBLESEGMENT | Flex Ducts
IfcDuctSegmentType | NOTDEFINED | Ducts
IfcDuctSegmentType | RIGIDSEGMENT | Ducts
IfcDuctSegmentType | USERDEFINED | Ducts
IfcDuctSilencer |  | Duct Accessories | Accessories
IfcDuctSilencer | FLATOVAL | Duct Accessories | Accessories
IfcDuctSilencer | NOTDEFINED | Duct Accessories | Accessories
IfcDuctSilencer | RECTANGULAR | Duct Accessories | Accessories
IfcDuctSilencer | ROUND | Duct Accessories | Accessories
IfcDuctSilencer | USERDEFINED | Duct Accessories | Accessories
IfcDuctSilencerType |  | Duct Accessories | Accessories
IfcDuctSilencerType | FLATOVAL | Duct Accessories | Accessories
IfcDuctSilencerType | NOTDEFINED | Duct Accessories | Accessories
IfcDuctSilencerType | RECTANGULAR | Duct Accessories | Accessories
IfcDuctSilencerType | ROUND | Duct Accessories | Accessories
IfcDuctSilencerType | USERDEFINED | Duct Accessories | Accessories
IfcElectricAppliance |  | Specialty Equipment | Appliances
IfcElectricAppliance | DISHWASHER | Specialty Equipment | Appliances
IfcElectricAppliance | ELECTRICCOOKER | Specialty Equipment | Appliances
IfcElectricAppliance | FREESTANDINGELECTRICHEATER | Specialty Equipment | Appliances
IfcElectricAppliance | FREESTANDINGFAN | Specialty Equipment | Appliances
IfcElectricAppliance | FREESTANDINGWATERCOOLER | Specialty Equipment | Appliances
IfcElectricAppliance | FREESTANDINGWATERHEATER | Specialty Equipment | Appliances
IfcElectricAppliance | FREEZER | Specialty Equipment | Appliances
IfcElectricAppliance | FRIDGE_FREEZER | Specialty Equipment | Appliances
IfcElectricAppliance | HANDDRYER | Specialty Equipment | Appliances
IfcElectricAppliance | KITCHENMACHINE | Specialty Equipment | Appliances
IfcElectricAppliance | MICROWAVE | Specialty Equipment | Appliances
IfcElectricAppliance | NOTDEFINED | Specialty Equipment | Appliances
IfcElectricAppliance | PHOTOCOPIER | Specialty Equipment | Appliances
IfcElectricAppliance | REFRIGERATOR | Specialty Equipment | Appliances
IfcElectricAppliance | TUMBLEDRYER | Specialty Equipment | Appliances
IfcElectricAppliance | USERDEFINED | Specialty Equipment | Appliances
IfcElectricAppliance | VENDINGMACHINE | Specialty Equipment | Appliances
IfcElectricAppliance | WASHINGMACHINE | Specialty Equipment | Appliances
IfcElectricApplianceType |  | Specialty Equipment | Appliances
IfcElectricApplianceType | DISHWASHER | Specialty Equipment | Appliances
IfcElectricApplianceType | ELECTRICCOOKER | Specialty Equipment | Appliances
IfcElectricApplianceType | FREESTANDINGELECTRICHEATER | Specialty Equipment | Appliances
IfcElectricApplianceType | FREESTANDINGFAN | Specialty Equipment | Appliances
IfcElectricApplianceType | FREESTANDINGWATERCOOLER | Specialty Equipment | Appliances
IfcElectricApplianceType | FREESTANDINGWATERHEATER | Specialty Equipment | Appliances
IfcElectricApplianceType | FREEZER | Specialty Equipment | Appliances
IfcElectricApplianceType | FRIDGE_FREEZER | Specialty Equipment | Appliances
IfcElectricApplianceType | HANDDRYER | Specialty Equipment | Appliances
IfcElectricApplianceType | KITCHENMACHINE | Specialty Equipment | Appliances
IfcElectricApplianceType | MICROWAVE | Specialty Equipment | Appliances
IfcElectricApplianceType | NOTDEFINED | Specialty Equipment | Appliances
IfcElectricApplianceType | PHOTOCOPIER | Specialty Equipment | Appliances
IfcElectricApplianceType | REFRIGERATOR | Specialty Equipment | Appliances
IfcElectricApplianceType | TUMBLEDRYER | Specialty Equipment | Appliances
IfcElectricApplianceType | USERDEFINED | Specialty Equipment | Appliances
IfcElectricApplianceType | VENDINGMACHINE | Specialty Equipment | Appliances
IfcElectricApplianceType | WASHINGMACHINE | Specialty Equipment | Appliances
IfcElectricFlowStorageDevice |  | Electrical Equipment | Electrical Safety Equipment
IfcElectricFlowStorageDevice | BATTERY | Electrical Equipment | Electrical Safety Equipment
IfcElectricFlowStorageDevice | CAPACITORBANK | Electrical Equipment | Electrical Safety Equipment
IfcElectricFlowStorageDevice | HARMONICFILTER | Electrical Equipment | Electrical Safety Equipment
IfcElectricFlowStorageDevice | INDUCTORBANK | Electrical Equipment | Electrical Safety Equipment
IfcElectricFlowStorageDevice | NOTDEFINED | Electrical Equipment | Electrical Safety Equipment
IfcElectricFlowStorageDevice | UPS | Electrical Equipment | Electrical Safety Equipment
IfcElectricFlowStorageDevice | USERDEFINED | Electrical Equipment | Electrical Safety Equipment
IfcElectricFlowStorageDeviceType |  | Electrical Equipment | Electrical Safety Equipment
IfcElectricFlowStorageDeviceType | BATTERY | Electrical Equipment | Electrical Safety Equipment
IfcElectricFlowStorageDeviceType | CAPACITORBANK | Electrical Equipment | Electrical Safety Equipment
IfcElectricFlowStorageDeviceType | HARMONICFILTER | Electrical Equipment | Electrical Safety Equipment
IfcElectricFlowStorageDeviceType | INDUCTORBANK | Electrical Equipment | Electrical Safety Equipment
IfcElectricFlowStorageDeviceType | NOTDEFINED | Electrical Equipment | Electrical Safety Equipment
IfcElectricFlowStorageDeviceType | UPS | Electrical Equipment | Electrical Safety Equipment
IfcElectricFlowStorageDeviceType | USERDEFINED | Electrical Equipment | Electrical Safety Equipment
IfcElectricGenerator |  | Electrical Equipment | High Voltage Equipment
IfcElectricGenerator | CHP | Electrical Equipment | High Voltage Equipment
IfcElectricGenerator | ENGINEGENERATOR | Electrical Equipment | High Voltage Equipment
IfcElectricGenerator | NOTDEFINED | Electrical Equipment | High Voltage Equipment
IfcElectricGenerator | STANDALONE | Electrical Equipment | High Voltage Equipment
IfcElectricGenerator | USERDEFINED | Electrical Equipment | High Voltage Equipment
IfcElectricGeneratorType |  | Electrical Equipment | High Voltage Equipment
IfcElectricGeneratorType | CHP | Electrical Equipment | High Voltage Equipment
IfcElectricGeneratorType | ENGINEGENERATOR | Electrical Equipment | High Voltage Equipment
IfcElectricGeneratorType | NOTDEFINED | Electrical Equipment | High Voltage Equipment
IfcElectricGeneratorType | STANDALONE | Electrical Equipment | High Voltage Equipment
IfcElectricGeneratorType | USERDEFINED | Electrical Equipment | High Voltage Equipment
IfcElectricMotor |  | Electrical Equipment | Equipment
IfcElectricMotor | DC | Electrical Equipment | Equipment
IfcElectricMotor | INDUCTION | Electrical Equipment | Equipment
IfcElectricMotor | NOTDEFINED | Electrical Equipment | Equipment
IfcElectricMotor | POLYPHASE | Electrical Equipment | Equipment
IfcElectricMotor | RELUCTANCESYNCHRONOUS | Electrical Equipment | Equipment
IfcElectricMotor | SYNCHRONOUS | Electrical Equipment | Equipment
IfcElectricMotor | USERDEFINED | Electrical Equipment | Equipment
IfcElectricMotorType |  | Electrical Equipment | Equipment
IfcElectricMotorType | DC | Electrical Equipment | Equipment
IfcElectricMotorType | INDUCTION | Electrical Equipment | Equipment
IfcElectricMotorType | NOTDEFINED | Electrical Equipment | Equipment
IfcElectricMotorType | POLYPHASE | Electrical Equipment | Equipment
IfcElectricMotorType | RELUCTANCESYNCHRONOUS | Electrical Equipment | Equipment
IfcElectricMotorType | SYNCHRONOUS | Electrical Equipment | Equipment
IfcElectricMotorType | USERDEFINED | Electrical Equipment | Equipment
IfcElectricTimeControl |  | Electrical Equipment | Building Management Accessories
IfcElectricTimeControl | NOTDEFINED | Electrical Equipment | Building Management Accessories
IfcElectricTimeControl | RELAY | Electrical Equipment | Building Management Accessories
IfcElectricTimeControl | TIMECLOCK | Electrical Equipment | Building Management Accessories
IfcElectricTimeControl | TIMEDELAY | Electrical Equipment | Building Management Accessories
IfcElectricTimeControl | USERDEFINED | Electrical Equipment | Building Management Accessories
IfcElectricTimeControlType |  | Electrical Equipment | Building Management Accessories
IfcElectricTimeControlType | NOTDEFINED | Electrical Equipment | Building Management Accessories
IfcElectricTimeControlType | RELAY | Electrical Equipment | Building Management Accessories
IfcElectricTimeControlType | TIMECLOCK | Electrical Equipment | Building Management Accessories
IfcElectricTimeControlType | TIMEDELAY | Electrical Equipment | Building Management Accessories
IfcElectricTimeControlType | USERDEFINED | Electrical Equipment | Building Management Accessories
IfcElement |  | Generic Models | Models
IfcElementAssembly |  | Assemblies
IfcElementAssembly | ACCESSORY_ASSEMBLY | Assemblies | Vertical Bracing
IfcElementAssembly | ARCH | Generic Models | Prefabricated Structural Assemblies
IfcElementAssembly | BEAM_GRID | Structural Framing | Other
IfcElementAssembly | BRACED_FRAME | Generic Models | Prefabricated Structural Assemblies
IfcElementAssembly | GIRDER | Structural Framing | Girder
IfcElementAssembly | NOTDEFINED | Assemblies
IfcElementAssembly | REINFORCEMENT_UNIT | Generic Models | Prefabricated Structural Assemblies
IfcElementAssembly | RIGID_FRAME | Generic Models | Prefabricated Structural Assemblies
IfcElementAssembly | SLAB_FIELD | Generic Models | Floors
IfcElementAssembly | TRUSS | Structural Trusses
IfcElementAssembly | USERDEFINED | Assemblies
IfcElementAssemblyType |  | Assemblies
IfcElementAssemblyType | ACCESSORY_ASSEMBLY | Assemblies | Vertical Bracing
IfcElementAssemblyType | ARCH | Generic Models | Prefabricated Structural Assemblies
IfcElementAssemblyType | BEAM_GRID | Structural Framing | Other
IfcElementAssemblyType | BRACED_FRAME | Generic Models | Prefabricated Structural Assemblies
IfcElementAssemblyType | GIRDER | Structural Framing | Girder
IfcElementAssemblyType | NOTDEFINED | Assemblies
IfcElementAssemblyType | REINFORCEMENT_UNIT | Generic Models | Prefabricated Structural Assemblies
IfcElementAssemblyType | RIGID_FRAME | Generic Models | Prefabricated Structural Assemblies
IfcElementAssemblyType | SLAB_FIELD | Generic Models | Floors
IfcElementAssemblyType | TRUSS | Structural Trusses
IfcElementAssemblyType | USERDEFINED | Assemblies
IfcEnergyConversionDevice |  | Mechanical Equipment | Equipment
IfcEvaporativeCooler |  | Mechanical Equipment | Cooling and Refrigeration Elements
IfcEvaporativeCooler | DIRECTEVAPORATIVEAIRWASHER | Mechanical Equipment | Cooling and Refrigeration Elements
IfcEvaporativeCooler | DIRECTEVAPORATIVEPACKAGEDROTARYAIRCOOLER | Mechanical Equipment | Cooling and Refrigeration Elements
IfcEvaporativeCooler | DIRECTEVAPORATIVERANDOMMEDIAAIRCOOLER | Mechanical Equipment | Cooling and Refrigeration Elements
IfcEvaporativeCooler | DIRECTEVAPORATIVERIGIDMEDIAAIRCOOLER | Mechanical Equipment | Cooling and Refrigeration Elements
IfcEvaporativeCooler | DIRECTEVAPORATIVESLINGERSPACKAGEDAIRCOOLER | Mechanical Equipment | Cooling and Refrigeration Elements
IfcEvaporativeCooler | INDIRECTDIRECTCOMBINATION | Mechanical Equipment | Cooling and Refrigeration Elements
IfcEvaporativeCooler | INDIRECTEVAPORATIVECOOLINGTOWERORCOILCOOLER | Mechanical Equipment | Cooling and Refrigeration Elements
IfcEvaporativeCooler | INDIRECTEVAPORATIVEPACKAGEAIRCOOLER | Mechanical Equipment | Cooling and Refrigeration Elements
IfcEvaporativeCooler | INDIRECTEVAPORATIVEWETCOIL | Mechanical Equipment | Cooling and Refrigeration Elements
IfcEvaporativeCooler | NOTDEFINED | Mechanical Equipment | Cooling and Refrigeration Elements
IfcEvaporativeCooler | USERDEFINED | Mechanical Equipment | Cooling and Refrigeration Elements
IfcEvaporativeCoolerType |  | Mechanical Equipment | Cooling and Refrigeration Elements
IfcEvaporativeCoolerType | DIRECTEVAPORATIVEAIRWASHER | Mechanical Equipment | Cooling and Refrigeration Elements
IfcEvaporativeCoolerType | DIRECTEVAPORATIVEPACKAGEDROTARYAIRCOOLER | Mechanical Equipment | Cooling and Refrigeration Elements
IfcEvaporativeCoolerType | DIRECTEVAPORATIVERANDOMMEDIAAIRCOOLER | Mechanical Equipment | Cooling and Refrigeration Elements
IfcEvaporativeCoolerType | DIRECTEVAPORATIVERIGIDMEDIAAIRCOOLER | Mechanical Equipment | Cooling and Refrigeration Elements
IfcEvaporativeCoolerType | DIRECTEVAPORATIVESLINGERSPACKAGEDAIRCOOLER | Mechanical Equipment | Cooling and Refrigeration Elements
IfcEvaporativeCoolerType | INDIRECTDIRECTCOMBINATION | Mechanical Equipment | Cooling and Refrigeration Elements
IfcEvaporativeCoolerType | INDIRECTEVAPORATIVECOOLINGTOWERORCOILCOOLER | Mechanical Equipment | Cooling and Refrigeration Elements
IfcEvaporativeCoolerType | INDIRECTEVAPORATIVEPACKAGEAIRCOOLER | Mechanical Equipment | Cooling and Refrigeration Elements
IfcEvaporativeCoolerType | INDIRECTEVAPORATIVEWETCOIL | Mechanical Equipment | Cooling and Refrigeration Elements
IfcEvaporativeCoolerType | NOTDEFINED | Mechanical Equipment | Cooling and Refrigeration Elements
IfcEvaporativeCoolerType | USERDEFINED | Mechanical Equipment | Cooling and Refrigeration Elements
IfcEvaporator |  | Mechanical Equipment | Cooling and Refrigeration Equipment
IfcEvaporator | DIRECTEXPANSION | Mechanical Equipment | Cooling and Refrigeration Equipment
IfcEvaporator | DIRECTEXPANSIONBRAZEDPLATE | Mechanical Equipment | Cooling and Refrigeration Equipment
IfcEvaporator | DIRECTEXPANSIONSHELLANDTUBE | Mechanical Equipment | Cooling and Refrigeration Equipment
IfcEvaporator | DIRECTEXPANSIONTUBEINTUBE | Mechanical Equipment | Cooling and Refrigeration Equipment
IfcEvaporator | FLOODEDSHELLANDTUBE | Mechanical Equipment | Cooling and Refrigeration Equipment
IfcEvaporator | NOTDEFINED | Mechanical Equipment | Cooling and Refrigeration Equipment
IfcEvaporator | SHELLANDCOIL | Mechanical Equipment | Cooling and Refrigeration Equipment
IfcEvaporator | USERDEFINED | Mechanical Equipment | Cooling and Refrigeration Equipment
IfcEvaporatorType |  | Mechanical Equipment | Cooling and Refrigeration Equipment
IfcEvaporatorType | DIRECTEXPANSION | Mechanical Equipment | Cooling and Refrigeration Equipment
IfcEvaporatorType | DIRECTEXPANSIONBRAZEDPLATE | Mechanical Equipment | Cooling and Refrigeration Equipment
IfcEvaporatorType | DIRECTEXPANSIONSHELLANDTUBE | Mechanical Equipment | Cooling and Refrigeration Equipment
IfcEvaporatorType | DIRECTEXPANSIONTUBEINTUBE | Mechanical Equipment | Cooling and Refrigeration Equipment
IfcEvaporatorType | FLOODEDSHELLANDTUBE | Mechanical Equipment | Cooling and Refrigeration Equipment
IfcEvaporatorType | NOTDEFINED | Mechanical Equipment | Cooling and Refrigeration Equipment
IfcEvaporatorType | SHELLANDCOIL | Mechanical Equipment | Cooling and Refrigeration Equipment
IfcEvaporatorType | USERDEFINED | Mechanical Equipment | Cooling and Refrigeration Equipment
IfcFan |  | Mechanical Equipment | Air Handling Equipment
IfcFan | CENTRIFUGALAIRFOIL | Mechanical Equipment | Air Handling Equipment
IfcFan | CENTRIFUGALBACKWARDINCLINEDCURVED | Mechanical Equipment | Air Handling Equipment
IfcFan | CENTRIFUGALFORWARDCURVED | Mechanical Equipment | Air Handling Equipment
IfcFan | CENTRIFUGALRADIAL | Mechanical Equipment | Air Handling Equipment
IfcFan | NOTDEFINED | Mechanical Equipment | Air Handling Equipment
IfcFan | PROPELLORAXIAL | Mechanical Equipment | Air Handling Equipment
IfcFan | TUBEAXIAL | Mechanical Equipment | Air Handling Equipment
IfcFan | USERDEFINED | Mechanical Equipment | Air Handling Equipment
IfcFan | VANEAXIAL | Mechanical Equipment | Air Handling Equipment
IfcFanType |  | Mechanical Equipment | Air Handling Equipment
IfcFanType | CENTRIFUGALAIRFOIL | Mechanical Equipment | Air Handling Equipment
IfcFanType | CENTRIFUGALBACKWARDINCLINEDCURVED | Mechanical Equipment | Air Handling Equipment
IfcFanType | CENTRIFUGALFORWARDCURVED | Mechanical Equipment | Air Handling Equipment
IfcFanType | CENTRIFUGALRADIAL | Mechanical Equipment | Air Handling Equipment
IfcFanType | NOTDEFINED | Mechanical Equipment | Air Handling Equipment
IfcFanType | PROPELLORAXIAL | Mechanical Equipment | Air Handling Equipment
IfcFanType | TUBEAXIAL | Mechanical Equipment | Air Handling Equipment
IfcFanType | USERDEFINED | Mechanical Equipment | Air Handling Equipment
IfcFanType | VANEAXIAL | Mechanical Equipment | Air Handling Equipment
IfcFastener |  | Structural Connections | Connections
IfcFilter |  | Pipe Accessories | Accessories
IfcFilter | AIRPARTICLEFILTER | Duct Accessories | Accessories
IfcFilter | COMPRESSEDAIRFILTER | Pipe Accessories | Accessories
IfcFilter | NOTDEFINED | Pipe Accessories | Accessories
IfcFilter | ODORFILTER | Duct Accessories | Accessories
IfcFilter | OILFILTER | Pipe Accessories | Accessories
IfcFilter | STRAINER | Pipe Accessories | Accessories
IfcFilter | USERDEFINED | Pipe Accessories | Accessories
IfcFilter | WATERFILTER | Pipe Accessories | Accessories
IfcFilterType |  | Pipe Accessories | Accessories
IfcFilterType | AIRPARTICLEFILTER | Duct Accessories | Accessories
IfcFilterType | COMPRESSEDAIRFILTER | Pipe Accessories | Accessories
IfcFilterType | NOTDEFINED | Pipe Accessories | Accessories
IfcFilterType | ODORFILTER | Duct Accessories | Accessories
IfcFilterType | OILFILTER | Pipe Accessories | Accessories
IfcFilterType | STRAINER | Pipe Accessories | Accessories
IfcFilterType | USERDEFINED | Pipe Accessories | Accessories
IfcFilterType | WATERFILTER | Pipe Accessories | Accessories
IfcFireSuppressionTerminal |  | Mechanical Equipment | Fire Protection Equipment
IfcFireSuppressionTerminal | BREECHINGINLET | Pipe Accessories | Accessories
IfcFireSuppressionTerminal | FIREHYDRANT | Mechanical Equipment | Fire Protection Equipment
IfcFireSuppressionTerminal | HOSEREEL | Mechanical Equipment | Fire Protection Equipment
IfcFireSuppressionTerminal | NOTDEFINED | Mechanical Equipment | Fire Protection Equipment
IfcFireSuppressionTerminal | SPRINKLER | Sprinklers | Sprinklers
IfcFireSuppressionTerminal | SPRINKLERDEFLECTOR | Sprinklers | Fittings
IfcFireSuppressionTerminal | USERDEFINED | Mechanical Equipment | Fire Protection Equipment
IfcFireSuppressionTerminalType |  | Mechanical Equipment | Fire Protection Equipment
IfcFireSuppressionTerminalType | BREECHINGINLET | Pipe Accessories | Accessories
IfcFireSuppressionTerminalType | FIREHYDRANT | Mechanical Equipment | Fire Protection Equipment
IfcFireSuppressionTerminalType | HOSEREEL | Mechanical Equipment | Fire Protection Equipment
IfcFireSuppressionTerminalType | NOTDEFINED | Mechanical Equipment | Fire Protection Equipment
IfcFireSuppressionTerminalType | SPRINKLER | Sprinklers | Sprinklers
IfcFireSuppressionTerminalType | SPRINKLERDEFLECTOR | Sprinklers | Fittings
IfcFireSuppressionTerminalType | USERDEFINED | Mechanical Equipment | Fire Protection Equipment
IfcFlowController |  | Pipe Accessories | Accessories
IfcFlowFitting |  | Pipe Fittings | Accessories
IfcFlowInstrument |  | Pipe Accessories | Accessories
IfcFlowInstrument | AMMETER | Electrical Equipment | Building Management Accessories
IfcFlowInstrument | FREQUENCYMETER | Electrical Equipment | Building Management Accessories
IfcFlowInstrument | NOTDEFINED | Pipe Accessories | Accessories
IfcFlowInstrument | PHASEANGLEMETER | Electrical Equipment | Building Management Accessories
IfcFlowInstrument | POWERFACTORMETER | Electrical Equipment | Building Management Accessories
IfcFlowInstrument | PRESSUREGAUGE | Pipe Accessories | Accessories
IfcFlowInstrument | THERMOMETER | Pipe Accessories | Accessories
IfcFlowInstrument | USERDEFINED | Pipe Accessories | Accessories
IfcFlowInstrument | VOLTMETER_PEAK | Electrical Equipment | Building Management Accessories
IfcFlowInstrument | VOLTMETER_RMS | Electrical Equipment | Building Management Accessories
IfcFlowInstrumentType |  | Pipe Accessories | Accessories
IfcFlowInstrumentType | AMMETER | Electrical Equipment | Building Management Accessories
IfcFlowInstrumentType | FREQUENCYMETER | Electrical Equipment | Building Management Accessories
IfcFlowInstrumentType | NOTDEFINED | Pipe Accessories | Accessories
IfcFlowInstrumentType | PHASEANGLEMETER | Electrical Equipment | Building Management Accessories
IfcFlowInstrumentType | POWERFACTORMETER | Electrical Equipment | Building Management Accessories
IfcFlowInstrumentType | PRESSUREGAUGE | Pipe Accessories | Accessories
IfcFlowInstrumentType | THERMOMETER | Pipe Accessories | Accessories
IfcFlowInstrumentType | USERDEFINED | Pipe Accessories | Accessories
IfcFlowInstrumentType | VOLTMETER_PEAK | Electrical Equipment | Building Management Accessories
IfcFlowInstrumentType | VOLTMETER_RMS | Electrical Equipment | Building Management Accessories
IfcFlowMeter |  | Pipe Accessories | Accessories
IfcFlowMeter | ENERGYMETER | Electrical Equipment | Building Management Accessories
IfcFlowMeter | GASMETER | Pipe Accessories | Accessories
IfcFlowMeter | NOTDEFINED | Pipe Accessories | Accessories
IfcFlowMeter | OILMETER | Pipe Accessories | Accessories
IfcFlowMeter | USERDEFINED | Pipe Accessories | Accessories
IfcFlowMeter | WATERMETER | Pipe Accessories | Accessories
IfcFlowMeterType |  | Pipe Accessories | Accessories
IfcFlowMeterType | ENERGYMETER | Electrical Equipment | Building Management Accessories
IfcFlowMeterType | GASMETER | Pipe Accessories | Accessories
IfcFlowMeterType | NOTDEFINED | Pipe Accessories | Accessories
IfcFlowMeterType | OILMETER | Pipe Accessories | Accessories
IfcFlowMeterType | USERDEFINED | Pipe Accessories | Accessories
IfcFlowMeterType | WATERMETER | Pipe Accessories | Accessories
IfcFlowMovingDevice |  | Mechanical Equipment | Equipment
IfcFlowSegment |  | Mechanical Equipment | Equipment
IfcFlowStorageDevice |  | Mechanical Equipment | Equipment
IfcFlowTerminal |  | Mechanical Equipment | Equipment
IfcFlowTreatmentDevice |  | Mechanical Equipment | Equipment
IfcFooting |  | Structural Foundations | Foundation
IfcFooting | CAISSON_FOUNDATION | Structural Foundations | Foundation Slab
IfcFooting | FOOTING_BEAM | Structural Foundations | Wall Foundation
IfcFooting | NOTDEFINED | Structural Foundations | Foundation
IfcFooting | PAD_FOOTING | Structural Foundations | Foundation Slab
IfcFooting | PILE_CAP | Structural Foundations | Pile
IfcFooting | STRIP_FOOTING | Structural Foundations | Wall Foundation
IfcFooting | USERDEFINED | Structural Foundations | Foundation
IfcFootingType |  | Structural Foundations | Foundation
IfcFootingType | CAISSON_FOUNDATION | Structural Foundations | Foundation Slab
IfcFootingType | FOOTING_BEAM | Structural Foundations | Wall Foundation
IfcFootingType | NOTDEFINED | Structural Foundations | Foundation
IfcFootingType | PAD_FOOTING | Structural Foundations | Foundation Slab
IfcFootingType | PILE_CAP | Structural Foundations | Pile
IfcFootingType | STRIP_FOOTING | Structural Foundations | Wall Foundation
IfcFootingType | USERDEFINED | Structural Foundations | Foundation
IfcFurnishingElement |  | Entourage | Sundries
IfcFurniture |  | Furniture | Furniture
IfcFurniture | BED | Furniture | Bedding
IfcFurniture | CHAIR | Furniture | Seating_Freestanding
IfcFurniture | DESK | Furniture Systems | Workstations
IfcFurniture | FILECABINET | Furniture | Storage
IfcFurniture | NOTDEFINED | Furniture | Furniture
IfcFurniture | SHELF | Casework | Shelving_Fixed
IfcFurniture | SOFA | Furniture | Seating_Freestanding
IfcFurniture | TABLE | Furniture | Tables_Fixed
IfcFurniture | USERDEFINED | Furniture | Drawers / Dressers
IfcFurnitureType |  | Furniture | Furniture
IfcFurnitureType | BED | Furniture | Bedding
IfcFurnitureType | CHAIR | Furniture | Seating_Freestanding
IfcFurnitureType | DESK | Furniture Systems | Workstations
IfcFurnitureType | FILECABINET | Furniture | Storage
IfcFurnitureType | NOTDEFINED | Furniture | Furniture
IfcFurnitureType | SHELF | Casework | Shelving_Fixed
IfcFurnitureType | SOFA | Furniture | Seating_Freestanding
IfcFurnitureType | TABLE | Furniture | Tables_Fixed
IfcFurnitureType | USERDEFINED | Furniture | Drawers / Dressers
IfcGrid |  | Grids
IfcHeatExchanger |  | Mechanical Equipment | Heating Equipment
IfcHeatExchanger | NOTDEFINED | Mechanical Equipment | Heating Equipment
IfcHeatExchanger | PLATE | Mechanical Equipment | Heating Equipment
IfcHeatExchanger | SHELLANDTUBE | Mechanical Equipment | Heating Equipment
IfcHeatExchanger | USERDEFINED | Mechanical Equipment | Heating Equipment
IfcHeatExchangerType |  | Mechanical Equipment | Heating Equipment
IfcHeatExchangerType | NOTDEFINED | Mechanical Equipment | Heating Equipment
IfcHeatExchangerType | PLATE | Mechanical Equipment | Heating Equipment
IfcHeatExchangerType | SHELLANDTUBE | Mechanical Equipment | Heating Equipment
IfcHeatExchangerType | USERDEFINED | Mechanical Equipment | Heating Equipment
IfcHumidifier |  | Mechanical Equipment | Air Handling Equipment
IfcHumidifier | ADIABATICAIRWASHER | Mechanical Equipment | Air Handling Equipment
IfcHumidifier | ADIABATICATOMIZING | Mechanical Equipment | Air Handling Equipment
IfcHumidifier | ADIABATICCOMPRESSEDAIRNOZZLE | Mechanical Equipment | Air Handling Equipment
IfcHumidifier | ADIABATICPAN | Mechanical Equipment | Air Handling Equipment
IfcHumidifier | ADIABATICRIGIDMEDIA | Mechanical Equipment | Air Handling Equipment
IfcHumidifier | ADIABATICULTRASONIC | Mechanical Equipment | Air Handling Equipment
IfcHumidifier | ADIABATICWETTEDELEMENT | Mechanical Equipment | Air Handling Equipment
IfcHumidifier | ASSISTEDBUTANE | Mechanical Equipment | Air Handling Equipment
IfcHumidifier | ASSISTEDELECTRIC | Mechanical Equipment | Air Handling Equipment
IfcHumidifier | ASSISTEDNATURALGAS | Mechanical Equipment | Air Handling Equipment
IfcHumidifier | ASSISTEDPROPANE | Mechanical Equipment | Air Handling Equipment
IfcHumidifier | ASSISTEDSTEAM | Mechanical Equipment | Air Handling Equipment
IfcHumidifier | NOTDEFINED | Mechanical Equipment | Air Handling Equipment
IfcHumidifier | STEAMINJECTION | Mechanical Equipment | Air Handling Equipment
IfcHumidifier | USERDEFINED | Mechanical Equipment | Air Handling Equipment
IfcHumidifierType |  | Mechanical Equipment | Air Handling Equipment
IfcHumidifierType | ADIABATICAIRWASHER | Mechanical Equipment | Air Handling Equipment
IfcHumidifierType | ADIABATICATOMIZING | Mechanical Equipment | Air Handling Equipment
IfcHumidifierType | ADIABATICCOMPRESSEDAIRNOZZLE | Mechanical Equipment | Air Handling Equipment
IfcHumidifierType | ADIABATICPAN | Mechanical Equipment | Air Handling Equipment
IfcHumidifierType | ADIABATICRIGIDMEDIA | Mechanical Equipment | Air Handling Equipment
IfcHumidifierType | ADIABATICULTRASONIC | Mechanical Equipment | Air Handling Equipment
IfcHumidifierType | ADIABATICWETTEDELEMENT | Mechanical Equipment | Air Handling Equipment
IfcHumidifierType | ASSISTEDBUTANE | Mechanical Equipment | Air Handling Equipment
IfcHumidifierType | ASSISTEDELECTRIC | Mechanical Equipment | Air Handling Equipment
IfcHumidifierType | ASSISTEDNATURALGAS | Mechanical Equipment | Air Handling Equipment
IfcHumidifierType | ASSISTEDPROPANE | Mechanical Equipment | Air Handling Equipment
IfcHumidifierType | ASSISTEDSTEAM | Mechanical Equipment | Air Handling Equipment
IfcHumidifierType | NOTDEFINED | Mechanical Equipment | Air Handling Equipment
IfcHumidifierType | STEAMINJECTION | Mechanical Equipment | Air Handling Equipment
IfcHumidifierType | USERDEFINED | Mechanical Equipment | Air Handling Equipment
IfcJunctionBox |  | Electrical Fixtures | Fixtures
IfcJunctionBox | DATA | Electrical Fixtures | Fixtures
IfcJunctionBox | NOTDEFINED | Electrical Fixtures | Fixtures
IfcJunctionBox | POWER | Electrical Fixtures | Fixtures
IfcJunctionBox | USERDEFINED | Electrical Fixtures | Fixtures
IfcJunctionBoxType |  | Electrical Fixtures | Fixtures
IfcJunctionBoxType | DATA | Electrical Fixtures | Fixtures
IfcJunctionBoxType | NOTDEFINED | Electrical Fixtures | Fixtures
IfcJunctionBoxType | POWER | Electrical Fixtures | Fixtures
IfcJunctionBoxType | USERDEFINED | Electrical Fixtures | Fixtures
IfcLamp |  | Lighting Fixtures | Light Source
IfcLamp | COMPACTFLUORESCENT | Lighting Fixtures | Light Source
IfcLamp | FLUORESCENT | Lighting Fixtures | Light Source
IfcLamp | HALOGEN | Lighting Fixtures | Light Source
IfcLamp | HIGHPRESSUREMERCURY | Lighting Fixtures | Light Source
IfcLamp | HIGHPRESSURESODIUM | Lighting Fixtures | Light Source
IfcLamp | LED | Lighting Fixtures | Light Source
IfcLamp | METALHALIDE | Lighting Fixtures | Light Source
IfcLamp | NOTDEFINED | Lighting Fixtures | Light Source
IfcLamp | OLED | Lighting Fixtures | Light Source
IfcLamp | TUNGSTENFILAMENT | Lighting Fixtures | Light Source
IfcLamp | USERDEFINED | Lighting Fixtures | Light Source
IfcLampType |  | Lighting Fixtures | Light Source
IfcLampType | COMPACTFLUORESCENT | Lighting Fixtures | Light Source
IfcLampType | FLUORESCENT | Lighting Fixtures | Light Source
IfcLampType | HALOGEN | Lighting Fixtures | Light Source
IfcLampType | HIGHPRESSUREMERCURY | Lighting Fixtures | Light Source
IfcLampType | HIGHPRESSURESODIUM | Lighting Fixtures | Light Source
IfcLampType | LED | Lighting Fixtures | Light Source
IfcLampType | METALHALIDE | Lighting Fixtures | Light Source
IfcLampType | NOTDEFINED | Lighting Fixtures | Light Source
IfcLampType | OLED | Lighting Fixtures | Light Source
IfcLampType | TUNGSTENFILAMENT | Lighting Fixtures | Light Source
IfcLampType | USERDEFINED | Lighting Fixtures | Light Source
IfcLightFixture |  | Lighting Fixtures | Fixtures
IfcLightFixture | DIRECTIONSOURCE | Lighting Fixtures | Light Source
IfcLightFixture | NOTDEFINED | Lighting Fixtures | Fixtures
IfcLightFixture | POINTSOURCE | Lighting Fixtures | Light Source
IfcLightFixture | SECURITYLIGHTING | Lighting Fixtures | Emergency Fixtures
IfcLightFixture | USERDEFINED | Lighting Fixtures | Fixtures
IfcLightFixtureType |  | Lighting Fixtures | Fixtures
IfcLightFixtureType | DIRECTIONSOURCE | Lighting Fixtures | Light Source
IfcLightFixtureType | NOTDEFINED | Lighting Fixtures | Fixtures
IfcLightFixtureType | POINTSOURCE | Lighting Fixtures | Light Source
IfcLightFixtureType | SECURITYLIGHTING | Lighting Fixtures | Emergency Fixtures
IfcLightFixtureType | USERDEFINED | Lighting Fixtures | Fixtures
IfcMechanicalFastener |  | Structural Connections | Connections
IfcMechanicalFastener | ANCHORBOLT | Structural Connections | Bolts
IfcMechanicalFastener | BOLT | Structural Connections | Bolts
IfcMechanicalFastener | DOWEL | Structural Connections | Dowels
IfcMechanicalFastener | NAIL | Structural Connections | Nails
IfcMechanicalFastener | NAILPLATE | Structural Connections | Plates
IfcMechanicalFastener | NOTDEFINED | Structural Connections | Connections
IfcMechanicalFastener | RIVET | Structural Connections
IfcMechanicalFastener | SCREW | Structural Connections | Screws
IfcMechanicalFastener | SHEARCONNECTOR | Structural Connections
IfcMechanicalFastener | STAPLE | Structural Connections | Nails
IfcMechanicalFastener | STUDSHEARCONNECTOR | Structural Connections
IfcMechanicalFastener | USERDEFINED | Structural Connections | Connections
IfcMechanicalFastenerType |  | Structural Connections | Connections
IfcMechanicalFastenerType | ANCHORBOLT | Structural Connections | Bolts
IfcMechanicalFastenerType | BOLT | Structural Connections | Bolts
IfcMechanicalFastenerType | DOWEL | Structural Connections | Dowels
IfcMechanicalFastenerType | NAIL | Structural Connections | Nails
IfcMechanicalFastenerType | NAILPLATE | Structural Connections | Plates
IfcMechanicalFastenerType | NOTDEFINED | Structural Connections | Connections
IfcMechanicalFastenerType | RIVET | Structural Connections
IfcMechanicalFastenerType | SCREW | Structural Connections | Screws
IfcMechanicalFastenerType | SHEARCONNECTOR | Structural Connections
IfcMechanicalFastenerType | STAPLE | Structural Connections | Nails
IfcMechanicalFastenerType | STUDSHEARCONNECTOR | Structural Connections
IfcMechanicalFastenerType | USERDEFINED | Structural Connections | Connections
IfcMember |  | Structural Framing | Other
IfcMember | BRACE | Structural Framing | Kicker Bracing
IfcMember | CHORD | Structural Framing | Chord
IfcMember | COLLAR | Structural Framing | Other
IfcMember | MEMBER | Structural Framing | Other
IfcMember | MULLION | Curtain Wall Mullions
IfcMember | NOTDEFINED | Structural Framing | Other
IfcMember | PLATE | Structural Framing | Plates
IfcMember | POST | Structural Framing | Vertical Bracing
IfcMember | PURLIN | Structural Framing | Purlin
IfcMember | RAFTER | Structural Framing | Other
IfcMember | STRINGER | Ramps | Stringers
IfcMember | STRUT | Structural Framing | Vertical Bracing
IfcMember | STUD | Structural Columns | Columns
IfcMember | USERDEFINED | Structural Framing | Other
IfcMemberType |  | Structural Framing | Other
IfcMemberType | BRACE | Structural Framing | Kicker Bracing
IfcMemberType | CHORD | Structural Framing | Chord
IfcMemberType | COLLAR | Structural Framing | Other
IfcMemberType | MEMBER | Structural Framing | Other
IfcMemberType | MULLION | Curtain Wall Mullions
IfcMemberType | NOTDEFINED | Structural Framing | Other
IfcMemberType | PLATE | Structural Framing | Plates
IfcMemberType | POST | Structural Framing | Vertical Bracing
IfcMemberType | PURLIN | Structural Framing | Purlin
IfcMemberType | RAFTER | Structural Framing | Other
IfcMemberType | STRINGER | Ramps | Stringers
IfcMemberType | STRUT | Structural Framing | Vertical Bracing
IfcMemberType | STUD | Structural Columns | Columns
IfcMemberType | USERDEFINED | Structural Framing | Other
IfcMotorConnection |  | Mechanical Equipment | Equipment
IfcMotorConnection | BELTDRIVE | Mechanical Equipment | Equipment
IfcMotorConnection | COUPLING | Mechanical Equipment | Equipment
IfcMotorConnection | DIRECTDRIVE | Mechanical Equipment | Equipment
IfcMotorConnection | NOTDEFINED | Mechanical Equipment | Equipment
IfcMotorConnection | USERDEFINED | Mechanical Equipment | Equipment
IfcMotorConnectionType |  | Mechanical Equipment | Equipment
IfcMotorConnectionType | BELTDRIVE | Mechanical Equipment | Equipment
IfcMotorConnectionType | COUPLING | Mechanical Equipment | Equipment
IfcMotorConnectionType | DIRECTDRIVE | Mechanical Equipment | Equipment
IfcMotorConnectionType | NOTDEFINED | Mechanical Equipment | Equipment
IfcMotorConnectionType | USERDEFINED | Mechanical Equipment | Equipment
IfcOpeningElement |  | Generic Models | Openings
IfcOutlet |  | Electrical Fixtures | Fixtures
IfcOutlet | AUDIOVISUALOUTLET | Communication Devices | Multimedia Devices
IfcOutlet | COMMUNICATIONSOUTLET | Communication Devices
IfcOutlet | DATAOUTLET | Data Devices | Devices
IfcOutlet | NOTDEFINED | Electrical Fixtures | Fixtures
IfcOutlet | POWEROUTLET | Electrical Fixtures | Fixtures
IfcOutlet | TELEPHONEOUTLET | Telephone Devices | Devices
IfcOutlet | USERDEFINED | Electrical Fixtures | Fixtures
IfcOutletType |  | Electrical Fixtures | Fixtures
IfcOutletType | AUDIOVISUALOUTLET | Communication Devices | Multimedia Devices
IfcOutletType | COMMUNICATIONSOUTLET | Communication Devices
IfcOutletType | DATAOUTLET | Data Devices | Devices
IfcOutletType | NOTDEFINED | Electrical Fixtures | Fixtures
IfcOutletType | POWEROUTLET | Electrical Fixtures | Fixtures
IfcOutletType | TELEPHONEOUTLET | Telephone Devices | Devices
IfcOutletType | USERDEFINED | Electrical Fixtures | Fixtures
IfcPile |  | Structural Foundations | Pile
IfcPile | BORED | Structural Foundations | Pile
IfcPile | COHESION | Structural Foundations | Pile
IfcPile | DRIVEN | Structural Foundations | Pile
IfcPile | FRICTION | Structural Foundations | Pile
IfcPile | JETGROUTING | Structural Foundations | Pile
IfcPile | NOTDEFINED | Structural Foundations | Pile
IfcPile | SUPPORT | Structural Foundations | Pile
IfcPile | USERDEFINED | Structural Foundations | Pile
IfcPileType |  | Structural Foundations | Pile
IfcPileType | BORED | Structural Foundations | Pile
IfcPileType | COHESION | Structural Foundations | Pile
IfcPileType | DRIVEN | Structural Foundations | Pile
IfcPileType | FRICTION | Structural Foundations | Pile
IfcPileType | JETGROUTING | Structural Foundations | Pile
IfcPileType | NOTDEFINED | Structural Foundations | Pile
IfcPileType | SUPPORT | Structural Foundations | Pile
IfcPileType | USERDEFINED | Structural Foundations | Pile
IfcPipeFitting |  | Pipe Fittings | Fittings
IfcPipeFitting | BEND | Pipe Fittings | Fittings
IfcPipeFitting | CONNECTOR | Pipe Fittings | Fittings
IfcPipeFitting | ENTRY | Pipe Fittings | Fittings
IfcPipeFitting | EXIT | Pipe Fittings | Fittings
IfcPipeFitting | JUNCTION | Pipe Fittings | Fittings
IfcPipeFitting | NOTDEFINED | Pipe Fittings | Fittings
IfcPipeFitting | OBSTRUCTION | Pipe Fittings | Fittings
IfcPipeFitting | TRANSITION | Pipe Fittings | Fittings
IfcPipeFitting | USERDEFINED | Pipe Fittings | Fittings
IfcPipeFittingType |  | Pipe Fittings | Fittings
IfcPipeFittingType | BEND | Pipe Fittings | Fittings
IfcPipeFittingType | CONNECTOR | Pipe Fittings | Fittings
IfcPipeFittingType | ENTRY | Pipe Fittings | Fittings
IfcPipeFittingType | EXIT | Pipe Fittings | Fittings
IfcPipeFittingType | JUNCTION | Pipe Fittings | Fittings
IfcPipeFittingType | NOTDEFINED | Pipe Fittings | Fittings
IfcPipeFittingType | OBSTRUCTION | Pipe Fittings | Fittings
IfcPipeFittingType | TRANSITION | Pipe Fittings | Fittings
IfcPipeFittingType | USERDEFINED | Pipe Fittings | Fittings
IfcPipeSegment |  | Pipes | Clearance Zones
IfcPipeSegment | CULVERT | Pipes
IfcPipeSegment | FLEXIBLESEGMENT | Flex Pipes
IfcPipeSegment | NOTDEFINED | Pipes
IfcPipeSegment | RIGIDSEGMENT | Pipes
IfcPipeSegment | SPOOL | Pipes
IfcPipeSegment | USERDEFINED | Pipes
IfcPipeSegmentType |  | Pipes | Clearance Zones
IfcPipeSegmentType | CULVERT | Pipes
IfcPipeSegmentType | FLEXIBLESEGMENT | Flex Pipes
IfcPipeSegmentType | NOTDEFINED | Pipes
IfcPipeSegmentType | RIGIDSEGMENT | Pipes
IfcPipeSegmentType | SPOOL | Pipes
IfcPipeSegmentType | USERDEFINED | Pipes
IfcPlate |  | Structural Connections
IfcPlate | CURTAIN_PANEL | Curtain Panels | Panel
IfcPlate | NOTDEFINED | Structural Connections
IfcPlate | SHEET | Structural Connections | Plates
IfcPlate | USERDEFINED | Structural Connections | Placement Zones
IfcPlateType |  | Structural Connections
IfcPlateType | CURTAIN_PANEL | Curtain Panels | Panel
IfcPlateType | NOTDEFINED | Structural Connections
IfcPlateType | SHEET | Structural Connections | Plates
IfcPlateType | USERDEFINED | Structural Connections | Placement Zones
IfcProtectiveDevice |  | Electrical Equipment | Electrical Safety Equipment
IfcProtectiveDevice | CIRCUITBREAKER | Electrical Equipment | Electrical Safety Equipment
IfcProtectiveDevice | EARTHINGSWITCH | Electrical Equipment | Electrical Safety Equipment
IfcProtectiveDevice | EARTHLEAKAGECIRCUITBREAKER | Electrical Equipment | Electrical Safety Equipment
IfcProtectiveDevice | FUSEDISCONNECTOR | Electrical Equipment | Electrical Safety Equipment
IfcProtectiveDevice | NOTDEFINED | Electrical Equipment | Electrical Safety Equipment
IfcProtectiveDevice | RESIDUALCURRENTCIRCUITBREAKER | Electrical Equipment | Electrical Safety Equipment
IfcProtectiveDevice | RESIDUALCURRENTSWITCH | Electrical Equipment | Electrical Safety Equipment
IfcProtectiveDevice | USERDEFINED | Electrical Equipment | Electrical Safety Equipment
IfcProtectiveDevice | VARISTOR | Electrical Equipment | Electrical Safety Equipment
IfcProtectiveDeviceType |  | Electrical Equipment | Electrical Safety Equipment
IfcProtectiveDeviceType | CIRCUITBREAKER | Electrical Equipment | Electrical Safety Equipment
IfcProtectiveDeviceType | EARTHINGSWITCH | Electrical Equipment | Electrical Safety Equipment
IfcProtectiveDeviceType | EARTHLEAKAGECIRCUITBREAKER | Electrical Equipment | Electrical Safety Equipment
IfcProtectiveDeviceType | FUSEDISCONNECTOR | Electrical Equipment | Electrical Safety Equipment
IfcProtectiveDeviceType | NOTDEFINED | Electrical Equipment | Electrical Safety Equipment
IfcProtectiveDeviceType | RESIDUALCURRENTCIRCUITBREAKER | Electrical Equipment | Electrical Safety Equipment
IfcProtectiveDeviceType | RESIDUALCURRENTSWITCH | Electrical Equipment | Electrical Safety Equipment
IfcProtectiveDeviceType | USERDEFINED | Electrical Equipment | Electrical Safety Equipment
IfcProtectiveDeviceType | VARISTOR | Electrical Equipment | Electrical Safety Equipment
IfcPump |  | Pipe Accessories
IfcPump | CIRCULATOR | Pipe Accessories | Accessories
IfcPump | ENDSUCTION | Pipe Accessories | Accessories
IfcPump | NOTDEFINED | Pipe Accessories | Accessories
IfcPump | SPLITCASE | Pipe Accessories | Accessories
IfcPump | SUBMERSIBLEPUMP | Pipe Accessories | Accessories
IfcPump | SUMPPUMP | Pipe Accessories | Accessories
IfcPump | USERDEFINED | Pipe Accessories | Accessories
IfcPump | VERTICALINLINE | Pipe Accessories | Accessories
IfcPump | VERTICALTURBINE | Pipe Accessories | Accessories
IfcPumpType |  | Pipe Accessories
IfcPumpType | CIRCULATOR | Pipe Accessories | Accessories
IfcPumpType | ENDSUCTION | Pipe Accessories | Accessories
IfcPumpType | NOTDEFINED | Pipe Accessories | Accessories
IfcPumpType | SPLITCASE | Pipe Accessories | Accessories
IfcPumpType | SUBMERSIBLEPUMP | Pipe Accessories | Accessories
IfcPumpType | SUMPPUMP | Pipe Accessories | Accessories
IfcPumpType | USERDEFINED | Pipe Accessories | Accessories
IfcPumpType | VERTICALINLINE | Pipe Accessories | Accessories
IfcPumpType | VERTICALTURBINE | Pipe Accessories | Accessories
IfcRailing |  | Railings
IfcRailing | BALUSTRADE | Railings
IfcRailing | GUARDRAIL | Railings
IfcRailing | HANDRAIL | Railings | Handrails
IfcRailing | NOTDEFINED | Railings
IfcRailing | USERDEFINED | Railings | <Above> Top Rails
IfcRailingType |  | Railings
IfcRailingType | BALUSTRADE | Railings
IfcRailingType | GUARDRAIL | Railings
IfcRailingType | HANDRAIL | Railings | Handrails
IfcRailingType | NOTDEFINED | Railings
IfcRailingType | USERDEFINED | Railings
IfcRamp |  | Ramps | Top Rails
IfcRampFlight |  | Generic Models | Ramps
IfcReinforcingBar |  | Structural Rebar
IfcReinforcingBar | ANCHORING | Structural Path Reinforcement
IfcReinforcingBar | EDGE | Structural Path Reinforcement
IfcReinforcingBar | LIGATURE | Structural Path Reinforcement
IfcReinforcingBar | MAIN | Structural Rebar
IfcReinforcingBar | NOTDEFINED | Structural Rebar
IfcReinforcingBar | PUNCHING | Structural Rebar
IfcReinforcingBar | RING | Structural Rebar
IfcReinforcingBar | SHEAR | Structural Rebar
IfcReinforcingBar | STUD | Structural Rebar
IfcReinforcingBar | USERDEFINED | Structural Rebar | Boundary
IfcReinforcingBarType |  | Structural Rebar
IfcReinforcingBarType | ANCHORING | Structural Path Reinforcement
IfcReinforcingBarType | EDGE | Structural Path Reinforcement
IfcReinforcingBarType | LIGATURE | Structural Path Reinforcement
IfcReinforcingBarType | MAIN | Structural Rebar
IfcReinforcingBarType | NOTDEFINED | Structural Rebar
IfcReinforcingBarType | PUNCHING | Structural Rebar
IfcReinforcingBarType | RING | Structural Rebar
IfcReinforcingBarType | SHEAR | Structural Rebar
IfcReinforcingBarType | STUD | Structural Rebar
IfcReinforcingBarType | USERDEFINED | Structural Rebar
IfcReinforcingMesh |  | Structural Area Reinforcement | Treads/Risers
IfcRoof |  | Roofs
IfcSanitaryTerminal |  | Plumbing Fixtures
IfcSanitaryTerminal | BATH | Plumbing Fixtures | Sanitary Fixtures
IfcSanitaryTerminal | BIDET | Plumbing Fixtures | Sanitary Fixtures
IfcSanitaryTerminal | CISTERN | Plumbing Fixtures | Sanitary Fixtures
IfcSanitaryTerminal | NOTDEFINED | Plumbing Fixtures | Sanitary Fixtures
IfcSanitaryTerminal | SANITARYFOUNTAIN | Plumbing Fixtures | Sanitary Fixtures
IfcSanitaryTerminal | SHOWER | Plumbing Fixtures | Sanitary Fixtures
IfcSanitaryTerminal | SINK | Plumbing Fixtures | Sanitary Fixtures
IfcSanitaryTerminal | TOILETPAN | Plumbing Fixtures | Sanitary Fixtures
IfcSanitaryTerminal | URINAL | Plumbing Fixtures | Sanitary Fixtures
IfcSanitaryTerminal | USERDEFINED | Plumbing Fixtures | Sanitary Fixtures
IfcSanitaryTerminal | WASHHANDBASIN | Plumbing Fixtures | Sanitary Fixtures
IfcSanitaryTerminal | WCSEAT | Plumbing Fixtures | Sanitary Fixtures
IfcSanitaryTerminalType |  | Plumbing Fixtures
IfcSanitaryTerminalType | BATH | Plumbing Fixtures | Sanitary Fixtures
IfcSanitaryTerminalType | BIDET | Plumbing Fixtures | Sanitary Fixtures
IfcSanitaryTerminalType | CISTERN | Plumbing Fixtures | Sanitary Fixtures
IfcSanitaryTerminalType | NOTDEFINED | Plumbing Fixtures | Sanitary Fixtures
IfcSanitaryTerminalType | SANITARYFOUNTAIN | Plumbing Fixtures | Sanitary Fixtures
IfcSanitaryTerminalType | SHOWER | Plumbing Fixtures | Sanitary Fixtures
IfcSanitaryTerminalType | SINK | Plumbing Fixtures | Sanitary Fixtures
IfcSanitaryTerminalType | TOILETPAN | Plumbing Fixtures | Sanitary Fixtures
IfcSanitaryTerminalType | URINAL | Plumbing Fixtures | Sanitary Fixtures
IfcSanitaryTerminalType | USERDEFINED | Plumbing Fixtures | Sanitary Fixtures
IfcSanitaryTerminalType | WASHHANDBASIN | Plumbing Fixtures | Sanitary Fixtures
IfcSanitaryTerminalType | WCSEAT | Plumbing Fixtures | Sanitary Fixtures
IfcSensor |  | Electrical Equipment | Equipment
IfcSensor | CONDUCTANCESENSOR | Electrical Equipment | Burglary and Escape Prevention Equipment
IfcSensor | CONTACTSENSOR | Electrical Equipment | Burglary and Escape Prevention Equipment
IfcSensor | FIRESENSOR | Electrical Equipment | Fire Safety Equipment
IfcSensor | FLOWSENSOR | Electrical Equipment | Building Management Equipment
IfcSensor | GASSENSOR | Electrical Equipment | Gas Safety Equipment
IfcSensor | HEATSENSOR | Electrical Equipment | Fire Safety Equipment
IfcSensor | HUMIDITYSENSOR | Electrical Equipment | Building Management Equipment
IfcSensor | IONCONCENTRATIONSENSOR | Electrical Equipment | Building Management Equipment
IfcSensor | LEVELSENSOR | Electrical Equipment | Building Management Equipment
IfcSensor | LIGHTSENSOR | Electrical Equipment | Building Management Equipment
IfcSensor | MOISTURESENSOR | Electrical Equipment | Building Management Equipment
IfcSensor | MOVEMENTSENSOR | Electrical Equipment | Burglary and Escape Prevention Equipment
IfcSensor | NOTDEFINED | Electrical Equipment | Equipment
IfcSensor | PHSENSOR | Electrical Equipment | Building Management Equipment
IfcSensor | PRESSURESENSOR | Electrical Equipment | Building Management Equipment
IfcSensor | RADIATIONSENSOR | Electrical Equipment | Building Management Equipment
IfcSensor | RADIOACTIVITYSENSOR | Electrical Equipment | Building Management Equipment
IfcSensor | SMOKESENSOR | Electrical Equipment | Fire Safety Equipment
IfcSensor | SOUNDSENSOR | Electrical Equipment | Building Management Equipment
IfcSensor | TEMPERATURESENSOR | Electrical Equipment | Building Management Equipment
IfcSensor | USERDEFINED | Electrical Equipment | Equipment
IfcSensor | WINDSENSOR | Electrical Equipment | Building Management Equipment
IfcSensorType |  | Electrical Equipment | Equipment
IfcSensorType | CONDUCTANCESENSOR | Electrical Equipment | Burglary and Escape Prevention Equipment
IfcSensorType | CONTACTSENSOR | Electrical Equipment | Burglary and Escape Prevention Equipment
IfcSensorType | FIRESENSOR | Electrical Equipment | Fire Safety Equipment
IfcSensorType | FLOWSENSOR | Electrical Equipment | Building Management Equipment
IfcSensorType | GASSENSOR | Electrical Equipment | Gas Safety Equipment
IfcSensorType | HEATSENSOR | Electrical Equipment | Fire Safety Equipment
IfcSensorType | HUMIDITYSENSOR | Electrical Equipment | Building Management Equipment
IfcSensorType | IONCONCENTRATIONSENSOR | Electrical Equipment | Building Management Equipment
IfcSensorType | LEVELSENSOR | Electrical Equipment | Building Management Equipment
IfcSensorType | LIGHTSENSOR | Electrical Equipment | Building Management Equipment
IfcSensorType | MOISTURESENSOR | Electrical Equipment | Building Management Equipment
IfcSensorType | MOVEMENTSENSOR | Electrical Equipment | Burglary and Escape Prevention Equipment
IfcSensorType | NOTDEFINED | Electrical Equipment | Equipment
IfcSensorType | PHSENSOR | Electrical Equipment | Building Management Equipment
IfcSensorType | PRESSURESENSOR | Electrical Equipment | Building Management Equipment
IfcSensorType | RADIATIONSENSOR | Electrical Equipment | Building Management Equipment
IfcSensorType | RADIOACTIVITYSENSOR | Electrical Equipment | Building Management Equipment
IfcSensorType | SMOKESENSOR | Electrical Equipment | Fire Safety Equipment
IfcSensorType | SOUNDSENSOR | Electrical Equipment | Building Management Equipment
IfcSensorType | TEMPERATURESENSOR | Electrical Equipment | Building Management Equipment
IfcSensorType | USERDEFINED | Electrical Equipment | Equipment
IfcSensorType | WINDSENSOR | Electrical Equipment | Building Management Equipment
IfcShadingDevice |  | Generic Models | Shading Devices
IfcShadingDevice | AWNING | Generic Models | Shading Devices
IfcShadingDevice | JALOUSIE | Generic Models | Shading Devices
IfcShadingDevice | NOTDEFINED | Generic Models | Shading Devices
IfcShadingDevice | SHUTTER | Generic Models | Shading Devices
IfcShadingDevice | USERDEFINED | Generic Models | Shading Devices
IfcShadingDeviceType |  | Generic Models | Shading Devices
IfcShadingDeviceType | AWNING | Generic Models | Shading Devices
IfcShadingDeviceType | JALOUSIE | Generic Models | Shading Devices
IfcShadingDeviceType | NOTDEFINED | Generic Models | Shading Devices
IfcShadingDeviceType | SHUTTER | Generic Models | Shading Devices
IfcShadingDeviceType | USERDEFINED | Generic Models | Shading Devices
IfcShapeRepresentation |  | Floors | Interior Edges
IfcSite |  | Topography | Connection Zones
IfcSlab |  | Floors
IfcSlab | BASESLAB | Structural Foundations
IfcSlab | FLOOR | Floors | Substrate [2]
IfcSlab | LANDING | Generic Models | Stairs
IfcSlab | NOTDEFINED | Floors
IfcSlab | ROOF | Floors
IfcSlab | USERDEFINED | Floors | Connection Zones
IfcSlabElementedCase |  | Floors | Structure [1]
IfcSlabType |  | Floors | Finish 1 [4]
IfcSlabType | BASESLAB | Structural Foundations
IfcSlabType | FLOOR | Floors | Substrate [2]
IfcSlabType | LANDING | Generic Models | Stairs
IfcSlabType | NOTDEFINED | Floors
IfcSlabType | ROOF | Floors
IfcSlabType | USERDEFINED | Floors | Connection Zones
IfcSpace |  | Rooms
IfcSpace | EXTERNAL | Rooms
IfcSpace | GFA | Rooms
IfcSpace | INTERNAL | Rooms
IfcSpace | NOTDEFINED | Rooms
IfcSpace | PARKING | Rooms
IfcSpace | SPACE | Rooms
IfcSpace | USERDEFINED | Rooms
IfcSpaceHeater |  | Mechanical Equipment | Heating Elements
IfcSpaceHeater | CONVECTOR | Mechanical Equipment
IfcSpaceHeater | NOTDEFINED
IfcSpaceHeater | RADIATOR | Mechanical Equipment
IfcSpaceHeater | USERDEFINED | Mechanical Equipment
IfcSpaceHeaterType |  | Mechanical Equipment | Heating Elements
IfcSpaceHeaterType | CONVECTOR | Mechanical Equipment
IfcSpaceHeaterType | NOTDEFINED
IfcSpaceHeaterType | RADIATOR | Mechanical Equipment
IfcSpaceHeaterType | USERDEFINED | Mechanical Equipment
IfcSpaceType |  | Rooms
IfcSpaceType | EXTERNAL | Rooms
IfcSpaceType | GFA | Rooms
IfcSpaceType | INTERNAL | Rooms
IfcSpaceType | NOTDEFINED | Rooms
IfcSpaceType | PARKING | Rooms
IfcSpaceType | SPACE | Rooms
IfcSpaceType | USERDEFINED | Rooms
IfcSpatialZone |  | Areas
IfcSpatialZone | CONSTRUCTION | Areas | CONSTRUCTION
IfcSpatialZone | FIRESAFETY | Areas | FIRESAFETY
IfcSpatialZone | LIGHTING | Areas | LIGHTING
IfcSpatialZone | NOTDEFINED | Areas
IfcSpatialZone | OCCUPANCY | Areas | OCCUPANCY
IfcSpatialZone | SECURITY | Areas | SECURITY
IfcSpatialZone | THERMAL | Areas | THERMAL
IfcSpatialZone | TRANSPORT | Areas | TRANSPORT
IfcSpatialZone | USERDEFINED | Areas
IfcSpatialZone | VENTILATION | Areas | VENTILATION
IfcSpatialZoneType |  | Areas
IfcSpatialZoneType | CONSTRUCTION | Areas | CONSTRUCTION
IfcSpatialZoneType | FIRESAFETY | Areas | FIRESAFETY
IfcSpatialZoneType | LIGHTING | Areas | LIGHTING
IfcSpatialZoneType | NOTDEFINED | Areas
IfcSpatialZoneType | OCCUPANCY | Areas | OCCUPANCY
IfcSpatialZoneType | SECURITY | Areas | SECURITY
IfcSpatialZoneType | THERMAL | Areas | THERMAL
IfcSpatialZoneType | TRANSPORT | Areas | TRANSPORT
IfcSpatialZoneType | USERDEFINED | Areas
IfcSpatialZoneType | VENTILATION | Areas | VENTILATION
IfcStackTerminal |  | Pipe Accessories | Accessories
IfcStackTerminal | BIRDCAGE | Pipe Accessories | Accessories
IfcStackTerminal | COWL | Pipe Accessories | Accessories
IfcStackTerminal | NOTDEFINED | Pipe Accessories | Accessories
IfcStackTerminal | RAINWATERHOPPER | Pipe Accessories | Accessories
IfcStackTerminal | USERDEFINED | Pipe Accessories | Accessories
IfcStackTerminalType |  | Pipe Accessories | Accessories
IfcStackTerminalType | BIRDCAGE | Pipe Accessories | Accessories
IfcStackTerminalType | COWL | Pipe Accessories | Accessories
IfcStackTerminalType | NOTDEFINED | Pipe Accessories | Accessories
IfcStackTerminalType | RAINWATERHOPPER | Pipe Accessories | Accessories
IfcStackTerminalType | USERDEFINED | Pipe Accessories | Accessories
IfcStair |  | Stairs
IfcStair | CURVED_RUN_STAIR | Stairs
IfcStair | DOUBLE_RETURN_STAIR | Stairs
IfcStair | HALF_TURN_STAIR | Stairs
IfcStair | HALF_WINDING_STAIR | Stairs
IfcStair | NOTDEFINED | Stairs
IfcStair | QUARTER_TURN_STAIR | Stairs
IfcStair | QUARTER_WINDING_STAIR | Stairs
IfcStair | SPIRAL_STAIR | Stairs
IfcStair | STRAIGHT_RUN_STAIR | Stairs
IfcStair | THREE_QUARTER_TURN_STAIR | Stairs
IfcStair | THREE_QUARTER_WINDING_STAIR | Stairs
IfcStair | TWO_CURVED_RUN_STAIR | Stairs
IfcStair | TWO_QUARTER_TURN_STAIR | Stairs
IfcStair | TWO_QUARTER_WINDING_STAIR | Stairs
IfcStair | TWO_STRAIGHT_RUN_STAIR | Stairs
IfcStair | USERDEFINED | Stairs | Hidden Lines
IfcStairFlight |  | Generic Models | Stairs
IfcStairType |  | Stairs | Signage
IfcStairType | CURVED_RUN_STAIR | Stairs
IfcStairType | DOUBLE_RETURN_STAIR | Stairs
IfcStairType | HALF_TURN_STAIR | Stairs
IfcStairType | HALF_WINDING_STAIR | Stairs
IfcStairType | NOTDEFINED | Stairs
IfcStairType | QUARTER_TURN_STAIR | Stairs
IfcStairType | QUARTER_WINDING_STAIR | Stairs
IfcStairType | SPIRAL_STAIR | Stairs
IfcStairType | STRAIGHT_RUN_STAIR | Stairs
IfcStairType | THREE_QUARTER_TURN_STAIR | Stairs
IfcStairType | THREE_QUARTER_WINDING_STAIR | Stairs
IfcStairType | TWO_CURVED_RUN_STAIR | Stairs
IfcStairType | TWO_QUARTER_TURN_STAIR | Stairs
IfcStairType | TWO_QUARTER_WINDING_STAIR | Stairs
IfcStairType | TWO_STRAIGHT_RUN_STAIR | Stairs
IfcStairType | USERDEFINED | Stairs | Hidden Lines
IfcStructuralConnection |  | Structural Connections
IfcStructuralCurveMember |  | Analytical Beams
IfcStructuralPointConnection |  | Analytical Beams | Rigid Links
IfcStructuralSurfaceMember |  | Analytical Floors
IfcSwitchingDevice |  | Lighting Devices | Devices
IfcSwitchingDevice | CONTACTOR | Lighting Devices | Devices
IfcSwitchingDevice | DIMMERSWITCH | Lighting Devices | Devices
IfcSwitchingDevice | EMERGENCYSTOP | Security Devices | Electrical Safety Devices
IfcSwitchingDevice | KEYPAD | Security Devices | Access Control Devices
IfcSwitchingDevice | MOMENTARYSWITCH | Lighting Devices | Devices
IfcSwitchingDevice | NOTDEFINED | Lighting Devices | Devices
IfcSwitchingDevice | SELECTORSWITCH | Lighting Devices | Devices
IfcSwitchingDevice | STARTER | Lighting Devices | Devices
IfcSwitchingDevice | SWITCHDISCONNECTOR | Lighting Devices | Devices
IfcSwitchingDevice | TOGGLESWITCH | Lighting Devices | Devices
IfcSwitchingDevice | USERDEFINED | Lighting Devices | Devices
IfcSwitchingDeviceType |  | Lighting Devices | Devices
IfcSwitchingDeviceType | CONTACTOR | Lighting Devices | Devices
IfcSwitchingDeviceType | DIMMERSWITCH | Lighting Devices | Devices
IfcSwitchingDeviceType | EMERGENCYSTOP | Security Devices | Electrical Safety Devices
IfcSwitchingDeviceType | KEYPAD | Security Devices | Access Control Devices
IfcSwitchingDeviceType | MOMENTARYSWITCH | Lighting Devices | Devices
IfcSwitchingDeviceType | NOTDEFINED | Lighting Devices | Devices
IfcSwitchingDeviceType | SELECTORSWITCH | Lighting Devices | Devices
IfcSwitchingDeviceType | STARTER | Lighting Devices | Devices
IfcSwitchingDeviceType | SWITCHDISCONNECTOR | Lighting Devices | Devices
IfcSwitchingDeviceType | TOGGLESWITCH | Lighting Devices | Devices
IfcSwitchingDeviceType | USERDEFINED | Lighting Devices | Devices
IfcSystemFurnitureElement |  | Furniture Systems
IfcSystemFurnitureElement | NOTDEFINED | Furniture Systems
IfcSystemFurnitureElement | PANEL | Casework | Cabinets/Panels
IfcSystemFurnitureElement | USERDEFINED | Furniture Systems | Carcase/Framing
IfcSystemFurnitureElement | WORKSURFACE | Casework | Counter Tops
IfcSystemFurnitureElementType |  | Furniture Systems
IfcSystemFurnitureElementType | NOTDEFINED | Furniture Systems
IfcSystemFurnitureElementType | PANEL | Casework | Cabinets/Panels
IfcSystemFurnitureElementType | USERDEFINED | Furniture Systems | Carcase/Framing
IfcSystemFurnitureElementType | WORKSURFACE | Casework | Counter Tops
IfcTank |  | Mechanical Equipment | Fluid Storage Equipment
IfcTank | BASIN | Mechanical Equipment | Fluid Storage Equipment
IfcTank | BREAKPRESSURE | Mechanical Equipment | Fluid Storage Equipment
IfcTank | EXPANSION | Mechanical Equipment | Fluid Storage Equipment
IfcTank | FEEDANDEXPANSION | Mechanical Equipment | Fluid Storage Equipment
IfcTank | NOTDEFINED | Mechanical Equipment | Fluid Storage Equipment
IfcTank | PRESSUREVESSEL | Mechanical Equipment | Gas Storage Equipment
IfcTank | STORAGE | Mechanical Equipment | Fluid Storage Equipment
IfcTank | USERDEFINED | Mechanical Equipment | Fluid Storage Equipment
IfcTank | VESSEL | Mechanical Equipment | Gas Storage Equipment
IfcTankType |  | Mechanical Equipment | Fluid Storage Equipment
IfcTankType | BASIN | Mechanical Equipment | Fluid Storage Equipment
IfcTankType | BREAKPRESSURE | Mechanical Equipment | Fluid Storage Equipment
IfcTankType | EXPANSION | Mechanical Equipment | Fluid Storage Equipment
IfcTankType | FEEDANDEXPANSION | Mechanical Equipment | Fluid Storage Equipment
IfcTankType | NOTDEFINED | Mechanical Equipment | Fluid Storage Equipment
IfcTankType | PRESSUREVESSEL | Mechanical Equipment | Gas Storage Equipment
IfcTankType | STORAGE | Mechanical Equipment | Fluid Storage Equipment
IfcTankType | USERDEFINED | Mechanical Equipment | Fluid Storage Equipment
IfcTankType | VESSEL | Mechanical Equipment | Gas Storage Equipment
IfcTendon |  | Structural Rebar | 28_wapeningstaal
IfcTendonAnchor |  | Structural Connections | 28_itso
IfcTransformer |  | Electrical Equipment | Equipment
IfcTransformer | CURRENT | Electrical Equipment | Equipment
IfcTransformer | FREQUENCY | Electrical Equipment | Equipment
IfcTransformer | INVERTER | Electrical Equipment | Equipment
IfcTransformer | NOTDEFINED | Electrical Equipment | Equipment
IfcTransformer | RECTIFIER | Electrical Equipment | Equipment
IfcTransformer | USERDEFINED | Electrical Equipment | Equipment
IfcTransformer | VOLTAGE | Electrical Equipment | Equipment
IfcTransformerType |  | Electrical Equipment | Equipment
IfcTransformerType | CURRENT | Electrical Equipment | Equipment
IfcTransformerType | FREQUENCY | Electrical Equipment | Equipment
IfcTransformerType | INVERTER | Electrical Equipment | Equipment
IfcTransformerType | NOTDEFINED | Electrical Equipment | Equipment
IfcTransformerType | RECTIFIER | Electrical Equipment | Equipment
IfcTransformerType | USERDEFINED | Electrical Equipment | Equipment
IfcTransformerType | VOLTAGE | Electrical Equipment | Equipment
IfcTransportElement |  | Specialty Equipment | Equipment
IfcTransportElement | CRANEWAY | Specialty Equipment | Conveyor Equipment
IfcTransportElement | ELEVATOR | Specialty Equipment | Transportation Equipment
IfcTransportElement | ESCALATOR | Specialty Equipment | Transportation Equipment
IfcTransportElement | LIFTINGGEAR | Specialty Equipment
IfcTransportElement | MOVINGWALKWAY | Specialty Equipment | Transportation Equipment
IfcTransportElement | NOTDEFINED | Specialty Equipment | Equipment
IfcTransportElement | USERDEFINED | Specialty Equipment
IfcTransportElementType |  | Specialty Equipment | Equipment
IfcTransportElementType | CRANEWAY | Specialty Equipment | Conveyor Equipment
IfcTransportElementType | ELEVATOR | Specialty Equipment | Transportation Equipment
IfcTransportElementType | ESCALATOR | Specialty Equipment | Transportation Equipment
IfcTransportElementType | LIFTINGGEAR | Specialty Equipment
IfcTransportElementType | MOVINGWALKWAY | Specialty Equipment | Transportation Equipment
IfcTransportElementType | NOTDEFINED | Specialty Equipment | Equipment
IfcTransportElementType | USERDEFINED | Specialty Equipment
IfcTubeBundle |  | Mechanical Equipment | Equipment
IfcTubeBundle | FINNED | Mechanical Equipment | Equipment
IfcTubeBundle | NOTDEFINED | Mechanical Equipment | Equipment
IfcTubeBundle | USERDEFINED | Mechanical Equipment | Equipment
IfcTubeBundleType |  | Mechanical Equipment | Equipment
IfcTubeBundleType | FINNED | Mechanical Equipment | Equipment
IfcTubeBundleType | NOTDEFINED | Mechanical Equipment | Equipment
IfcTubeBundleType | USERDEFINED | Mechanical Equipment | Equipment
IfcUnitaryEquipment |  | Mechanical Equipment | Equipment
IfcUnitaryEquipment | AIRCONDITIONINGUNIT | Mechanical Equipment | Air Handling Equipment
IfcUnitaryEquipment | AIRHANDLER | Mechanical Equipment | Air Handling Equipment
IfcUnitaryEquipment | DEHUMIDIFIER | Mechanical Equipment | Air Handling Equipment
IfcUnitaryEquipment | NOTDEFINED | Mechanical Equipment | Equipment
IfcUnitaryEquipment | ROOFTOPUNIT | Mechanical Equipment | Air Handling Equipment
IfcUnitaryEquipment | SPLITSYSTEM | Mechanical Equipment | Air Handling Equipment
IfcUnitaryEquipment | USERDEFINED | Mechanical Equipment | Equipment
IfcUnitaryEquipmentType |  | Mechanical Equipment | Equipment
IfcUnitaryEquipmentType | AIRCONDITIONINGUNIT | Mechanical Equipment | Air Handling Equipment
IfcUnitaryEquipmentType | AIRHANDLER | Mechanical Equipment | Air Handling Equipment
IfcUnitaryEquipmentType | DEHUMIDIFIER | Mechanical Equipment | Air Handling Equipment
IfcUnitaryEquipmentType | NOTDEFINED | Mechanical Equipment | Equipment
IfcUnitaryEquipmentType | ROOFTOPUNIT | Mechanical Equipment | Air Handling Equipment
IfcUnitaryEquipmentType | SPLITSYSTEM | Mechanical Equipment | Air Handling Equipment
IfcUnitaryEquipmentType | USERDEFINED | Mechanical Equipment | Equipment
IfcValve |  | Pipe Accessories | Accessories
IfcValve | AIRRELEASE | Pipe Accessories | Accessories
IfcValve | ANTIVACUUM | Pipe Accessories | Accessories
IfcValve | CHANGEOVER | Pipe Accessories | Accessories
IfcValve | CHECK | Pipe Accessories | Accessories
IfcValve | COMMISSIONING | Pipe Accessories | Accessories
IfcValve | DIVERTING | Pipe Accessories | Accessories
IfcValve | DOUBLECHECK | Pipe Accessories | Accessories
IfcValve | DOUBLEREGULATING | Pipe Accessories | Accessories
IfcValve | DRAWOFFCOCK | Pipe Accessories | Accessories
IfcValve | FAUCET | Plumbing Fixtures | Sanitary Fixtures
IfcValve | FLUSHING | Pipe Accessories | Accessories
IfcValve | GASCOCK | Pipe Accessories | Accessories
IfcValve | GASTAP | Pipe Accessories | Accessories
IfcValve | ISOLATING | Pipe Accessories | Accessories
IfcValve | MIXING | Pipe Accessories | Accessories
IfcValve | NOTDEFINED | Pipe Accessories | Accessories
IfcValve | PRESSUREREDUCING | Pipe Accessories | Accessories
IfcValve | PRESSURERELIEF | Pipe Accessories | Accessories
IfcValve | REGULATING | Pipe Accessories | Accessories
IfcValve | SAFETYCUTOFF | Pipe Accessories | Accessories
IfcValve | STEAMTRAP | Pipe Accessories | Accessories
IfcValve | STOPCOCK | Pipe Accessories | Accessories
IfcValve | USERDEFINED | Pipe Accessories | Accessories
IfcValveType |  | Pipe Accessories | Accessories
IfcValveType | AIRRELEASE | Pipe Accessories | Accessories
IfcValveType | ANTIVACUUM | Pipe Accessories | Accessories
IfcValveType | CHANGEOVER | Pipe Accessories | Accessories
IfcValveType | CHECK | Pipe Accessories | Accessories
IfcValveType | COMMISSIONING | Pipe Accessories | Accessories
IfcValveType | DIVERTING | Pipe Accessories | Accessories
IfcValveType | DOUBLECHECK | Pipe Accessories | Accessories
IfcValveType | DOUBLEREGULATING | Pipe Accessories | Accessories
IfcValveType | DRAWOFFCOCK | Pipe Accessories | Accessories
IfcValveType | FAUCET | Plumbing Fixtures | Sanitary Fixtures
IfcValveType | FLUSHING | Pipe Accessories | Accessories
IfcValveType | GASCOCK | Pipe Accessories | Accessories
IfcValveType | GASTAP | Pipe Accessories | Accessories
IfcValveType | ISOLATING | Pipe Accessories | Accessories
IfcValveType | MIXING | Pipe Accessories | Accessories
IfcValveType | NOTDEFINED | Pipe Accessories | Accessories
IfcValveType | PRESSUREREDUCING | Pipe Accessories | Accessories
IfcValveType | PRESSURERELIEF | Pipe Accessories | Accessories
IfcValveType | REGULATING | Pipe Accessories | Accessories
IfcValveType | SAFETYCUTOFF | Pipe Accessories | Accessories
IfcValveType | STEAMTRAP | Pipe Accessories | Accessories
IfcValveType | STOPCOCK | Pipe Accessories | Accessories
IfcValveType | USERDEFINED | Pipe Accessories | Accessories
IfcWall |  | Walls
IfcWall | ELEMENTEDWALL | Walls
IfcWall | MOVABLE | Furniture Systems | Partitions
IfcWall | NOTDEFINED | Walls
IfcWall | PARAPET | Furniture Systems | Partitions
IfcWall | PARTITIONING | Furniture Systems | Partitions
IfcWall | PLUMBINGWALL | Walls
IfcWall | POLYGONAL | Walls
IfcWall | SHEAR | Walls/Retaining:4
IfcWall | SOLIDWALL | Walls
IfcWall | STANDARD | Walls
IfcWall | USERDEFINED | Walls | Structural Connections
IfcWallStandardCase |  | Walls | Basic Wall
IfcWallType |  | Walls
IfcWallType | ELEMENTEDWALL | Walls
IfcWallType | MOVABLE | Furniture Systems | Partitions
IfcWallType | NOTDEFINED | Walls
IfcWallType | PARAPET | Furniture Systems | Partitions
IfcWallType | PARTITIONING | Furniture Systems | Partitions
IfcWallType | PLUMBINGWALL | Walls
IfcWallType | POLYGONAL | Walls
IfcWallType | SHEAR | Walls/Retaining:4
IfcWallType | SOLIDWALL | Walls
IfcWallType | STANDARD | Walls
IfcWallType | USERDEFINED | Walls | Structural Connections
IfcWasteTerminal |  | Mechanical Equipment | Refuse Disposal Equipment
IfcWasteTerminal | FLOORTRAP | Pipe Accessories | Accessories
IfcWasteTerminal | FLOORWASTE | Pipe Accessories | Accessories
IfcWasteTerminal | GULLYSUMP | Pipe Accessories | Accessories
IfcWasteTerminal | GULLYTRAP | Pipe Accessories | Accessories
IfcWasteTerminal | NOTDEFINED | Mechanical Equipment | Refuse Disposal Equipment
IfcWasteTerminal | ROOFDRAIN | Pipe Accessories | Accessories
IfcWasteTerminal | USERDEFINED | Mechanical Equipment | Refuse Disposal Equipment
IfcWasteTerminal | WASTEDISPOSALUNIT | Mechanical Equipment | Refuse Disposal Equipment
IfcWasteTerminal | WASTETRAP | Pipe Accessories | Accessories
IfcWasteTerminalType | FLOORTRAP | Pipe Accessories | Accessories
IfcWasteTerminalType | FLOORWASTE | Pipe Accessories | Accessories
IfcWasteTerminalType | GULLYSUMP | Pipe Accessories | Accessories
IfcWasteTerminalType | GULLYTRAP | Pipe Accessories | Accessories
IfcWasteTerminalType | NOTDEFINED | Mechanical Equipment | Refuse Disposal Equipment
IfcWasteTerminalType | ROOFDRAIN | Pipe Accessories | Accessories
IfcWasteTerminalType | USERDEFINED | Mechanical Equipment | Refuse Disposal Equipment
IfcWasteTerminalType | WASTEDISPOSALUNIT | Mechanical Equipment | Refuse Disposal Equipment
IfcWasteTerminalType | WASTETRAP | Pipe Accessories | Accessories

## IfcParameterMapping_IFC2x3
# Dit is de ParameterMappingTable. Kopieer deze tekst in een leeg txt bestand om een bestand te maken wat in Revit ingelezen kan worden
# Deze tabel mapt de NLRS parameters (of Revit Built-In parameters) aan de Common Property Sets in IFC. Indien geen mapping beschikbaar is, is de regel leeg gelaten
# Parameters die u niet wilt mappen kunt u uitschakelen door aan het begin van de regel een # te plaatsen
# PSet <tab> IFC Property <tab> Revit parameter
# IFC 2x3
# NLRS 3.1.1
# -----------------------------------------------------
#PropertySet | IFC Property | Revit Parameter
Pset_ActuatorTypeCommon | FailPosition
Pset_ActuatorTypeCommon | ManualOverride
Pset_AirTerminalBoxTypeCommon | AirflowRateRange
Pset_AirTerminalBoxTypeCommon | AirPressureRange
Pset_AirTerminalBoxTypeCommon | ArrangementType
Pset_AirTerminalBoxTypeCommon | HasFan
Pset_AirTerminalBoxTypeCommon | HasReturnAir
Pset_AirTerminalBoxTypeCommon | HasSoundAttenuator
Pset_AirTerminalBoxTypeCommon | HousingThickness
Pset_AirTerminalBoxTypeCommon | Material | NLRS_C_materiaal
Pset_AirTerminalBoxTypeCommon | NominalAirFlowRate | NLRS_P_volumestroom
Pset_AirTerminalBoxTypeCommon | NominalDamperDiameter | NLRS_C_diameter_01
Pset_AirTerminalBoxTypeCommon | NominalInletAirPressure
Pset_AirTerminalBoxTypeCommon | OperationTemperatureRange
Pset_AirTerminalBoxTypeCommon | ReheatType
Pset_AirTerminalBoxTypeCommon | ReturnAirFractionRange
Pset_AirTerminalBoxTypeCommon | Weight | NLRS_S_gewicht
Pset_AirTerminalTypeCommon | AirDiffusionPerformanceIndex
Pset_AirTerminalTypeCommon | AirFlowrateRange
Pset_AirTerminalTypeCommon | AirFlowrateVersusFlowControlElement
Pset_AirTerminalTypeCommon | CoreSetHorizontal
Pset_AirTerminalTypeCommon | CoreSetVertical
Pset_AirTerminalTypeCommon | CoreType
Pset_AirTerminalTypeCommon | DischargeDirection
Pset_AirTerminalTypeCommon | EffectiveArea
Pset_AirTerminalTypeCommon | FinishColor | NLRS_C_materiaal_kleur
Pset_AirTerminalTypeCommon | FinishType | NLRS_C_materiaal_afwerking
Pset_AirTerminalTypeCommon | FlowControlType
Pset_AirTerminalTypeCommon | FlowPattern
Pset_AirTerminalTypeCommon | HasIntegralControl
Pset_AirTerminalTypeCommon | HasSoundAttenuator
Pset_AirTerminalTypeCommon | HasThermalInsulation | NLRS_C_geisoleerd
Pset_AirTerminalTypeCommon | Material | NLRS_C_materiaal
Pset_AirTerminalTypeCommon | MountingType | NLRS_C_montage
Pset_AirTerminalTypeCommon | NeckArea
Pset_AirTerminalTypeCommon | Shape | NLRS_C_vorm
Pset_AirTerminalTypeCommon | TemperatureRange
Pset_AirTerminalTypeCommon | ThrowLength
Pset_AirToAirHeatRecoveryTypeCommon | HasDefrost
Pset_AirToAirHeatRecoveryTypeCommon | HeatTransferTypeEnum
Pset_AirToAirHeatRecoveryTypeCommon | MediaMaterial | NLRS_C_medium
Pset_AirToAirHeatRecoveryTypeCommon | OperationalTemperatureRange
Pset_AirToAirHeatRecoveryTypeCommon | PrimaryAirflowRateRange
Pset_AirToAirHeatRecoveryTypeCommon | SecondaryAirflowRateRange
Pset_AirToAirHeatRecoveryTypeCommon | Weight | NLRS_S_gewicht
Pset_BeamCommon | IsExternal | NLRS_C_buiten
Pset_BeamCommon | Loadbearing | NLRS_C_dragend
Pset_BeamCommon | Slope | NLRS_C_helling
Pset_BeamCommon | Span | NLRS_C_lengte
Pset_BeamCommon | ThermalTransmittance | NLRS_B_Uwaarde
Pset_BoilerTypeCommon | HeatOutput
Pset_BoilerTypeCommon | HeatTransferSurfaceArea
Pset_BoilerTypeCommon | IsWaterStorageHeater
Pset_BoilerTypeCommon | Material | NLRS_C_materiaal
Pset_BoilerTypeCommon | NominalEfficiency
Pset_BoilerTypeCommon | NominalEnergyConsumption
Pset_BoilerTypeCommon | NominalPartLoadRatio
Pset_BoilerTypeCommon | OperatingMode
Pset_BoilerTypeCommon | OutletTemperatureRange
Pset_BoilerTypeCommon | PartialLoadEfficiencyCurves
Pset_BoilerTypeCommon | PressureRating
Pset_BoilerTypeCommon | WaterInletTemperatureRange
Pset_BoilerTypeCommon | WaterStorageCapacity | NLRS_C_volume
Pset_BoilerTypeCommon | Weight | NLRS_S_gewicht
Pset_BuildingCommon | AncillaryFireUse
Pset_BuildingCommon | BuildingID | NLRS_C_gebouwnummer
Pset_BuildingCommon | GrossPlannedArea | NLRS_C_eis_oppervlakte_bruto
Pset_BuildingCommon | IsLandmarked
Pset_BuildingCommon | IsPermanentID | NLRS_C_nummer_definitief
Pset_BuildingCommon | MainFireUse | NLRS_C_gebruiksklasse
Pset_BuildingCommon | NumberOfStoreys
Pset_BuildingCommon | OccupancyType
Pset_BuildingCommon | SprinklerProtection | NLRS_C_sprinkler
Pset_BuildingCommon | SprinklerProtectionAutomatic | NLRS_C_sprinkler_automatisch
Pset_BuildingCommon | YearOfConstruction | NLRS_C_bouwjaar
Pset_BuildingElementProxyCommon | Reference | Description
Pset_BuildingElementProxyCommon | Reference | NLRS_C_description
Pset_BuildingStoreyCommon | AboveGround
Pset_BuildingStoreyCommon | EntranceLevel | NLRS_C_hoofdingang
Pset_BuildingStoreyCommon | GrossAreaPlanned | NLRS_C_eis_oppervlakte_bruto
Pset_BuildingStoreyCommon | NetAreaPlanned | NLRS_C_eis_oppervlakte_netto
Pset_BuildingStoreyCommon | SprinklerProtection | NLRS_C_sprinkler
Pset_BuildingStoreyCommon | SprinklerProtectionAutomatic | NLRS_C_sprinkler_automatisch
Pset_BuildingWaterStorage | OneDayCoolingTowerMakeupWater
Pset_BuildingWaterStorage | OneDayEssentialWater
Pset_BuildingWaterStorage | OneDayPotableWater
Pset_BuildingWaterStorage | OneDayProcessOrProductionWater
Pset_BuildingWaterStorage | WaterStorageRatePerPerson
Pset_CableCarrierSegmentTypeCableLadderSegment | LadderConfiguration | NLRS_C_type
Pset_CableCarrierSegmentTypeCableLadderSegment | NominalHeight | Height
Pset_CableCarrierSegmentTypeCableLadderSegment | NominalHeight | NLRS_C_hoogte
Pset_CableCarrierSegmentTypeCableLadderSegment | NominalLength | Length
Pset_CableCarrierSegmentTypeCableLadderSegment | NominalLength | NLRS_C_lengte
Pset_CableCarrierSegmentTypeCableLadderSegment | NominalWidth | Width
Pset_CableCarrierSegmentTypeCableLadderSegment | NominalWidth | NLRS_C_breedte
Pset_CableCarrierSegmentTypeCableTraySegment | HasCover
Pset_CableCarrierSegmentTypeCableTraySegment | NominalHeight | Height
Pset_CableCarrierSegmentTypeCableTraySegment | NominalHeight | NLRS_C_hoogte
Pset_CableCarrierSegmentTypeCableTraySegment | NominalLength | Length
Pset_CableCarrierSegmentTypeCableTraySegment | NominalLength | NLRS_C_lengte
Pset_CableCarrierSegmentTypeCableTraySegment | NominalWidth | Width
Pset_CableCarrierSegmentTypeCableTraySegment | NominalWidth | NLRS_C_breedte
Pset_CableCarrierSegmentTypeCableTrunkingSegment | NominalHeight | Height
Pset_CableCarrierSegmentTypeCableTrunkingSegment | NominalHeight | NLRS_C_hoogte
Pset_CableCarrierSegmentTypeCableTrunkingSegment | NominalLength | Length
Pset_CableCarrierSegmentTypeCableTrunkingSegment | NominalLength | NLRS_C_lengte
Pset_CableCarrierSegmentTypeCableTrunkingSegment | NominalWidth | Width
Pset_CableCarrierSegmentTypeCableTrunkingSegment | NominalWidth | NLRS_C_breedte
Pset_CableCarrierSegmentTypeCableTrunkingSegment | NumberOfCompartments | NLRS_C_aantal
Pset_CableCarrierSegmentTypeConduitSegment | ConduitShapeType | NLRS_C_vorm
Pset_CableCarrierSegmentTypeConduitSegment | IsRigid
Pset_CableCarrierSegmentTypeConduitSegment | NominalHeight | Height
Pset_CableCarrierSegmentTypeConduitSegment | NominalHeight | NLRS_C_hoogte
Pset_CableCarrierSegmentTypeConduitSegment | NominalLength | Length
Pset_CableCarrierSegmentTypeConduitSegment | NominalLength | NLRS_C_lengte
Pset_CableCarrierSegmentTypeConduitSegment | NominalWidth | Width
Pset_CableCarrierSegmentTypeConduitSegment | NominalWidth | NLRS_C_breedte
Pset_CableSegmentTypeCableSegment | CableInsulationMaterial | NLRS_C_materiaal_01
Pset_CableSegmentTypeCableSegment | CrossSectionalArea | NLRS_C_oppervlakte
Pset_CableSegmentTypeCableSegment | MaxOperatingTemperature
Pset_CableSegmentTypeCableSegment | NominalHeight | Height
Pset_CableSegmentTypeCableSegment | NominalHeight | NLRS_C_hoogte
Pset_CableSegmentTypeCableSegment | NominalLength | Length
Pset_CableSegmentTypeCableSegment | NominalLength | NLRS_C_lengte
Pset_CableSegmentTypeCableSegment | NominalWidthOrDiameter | Diameter
Pset_CableSegmentTypeCableSegment | NominalWidthOrDiameter | Width
Pset_CableSegmentTypeCableSegment | NominalWidthOrDiameter | NLRS_C_diameter
Pset_CableSegmentTypeCableSegment | NominalWidthOrDiameter | NLRS_C_breedte
Pset_CableSegmentTypeCableSegment | NormalOperatingTemperature
Pset_CableSegmentTypeCableSegment | SheathColor | NLRS_C_materiaal_kleur
Pset_CableSegmentTypeConductorSegment | ConductorMaterial | NLRS_C_materiaal
Pset_CableSegmentTypeConductorSegment | ConductorSheathMaterial | NLRS_C_materiaal_01
Pset_CableSegmentTypeConductorSegment | CrossSectionalArea | NLRS_C_oppervlakte
Pset_CableSegmentTypeConductorSegment | ElectricalConductorFunction
Pset_CableSegmentTypeConductorSegment | IsFireResistant | NLRS_C_brandwerend
Pset_CableSegmentTypeConductorSegment | MaxOperatingTemperature
Pset_CableSegmentTypeConductorSegment | NominalLength | Length
Pset_CableSegmentTypeConductorSegment | NominalLength | NLRS_C_lengte
Pset_CableSegmentTypeConductorSegment | PhaseReference
Pset_CableSegmentTypeConductorSegment | SheathColor | NLRS_C_materiaal_kleur_01
Pset_ColumnCommon | FireRating | NLRS_C_brandwerendheid
Pset_ColumnCommon | IsExternal | NLRS_C_buiten
Pset_ColumnCommon | Loadbearing | NLRS_C_dragend
Pset_ColumnCommon | Reference | Description
Pset_ColumnCommon | Reference | NLRS_C_description
Pset_ColumnCommon | Slope | NLRS_C_helling
Pset_CompressorTypeCommon | CompressorSpeed
Pset_CompressorTypeCommon | HasHotGasBypass
Pset_CompressorTypeCommon | IdealCapacity
Pset_CompressorTypeCommon | IdealShaftPower
Pset_CompressorTypeCommon | MaximumPartLoadRatio
Pset_CompressorTypeCommon | MinimumPartLoadRatio
Pset_CompressorTypeCommon | NominalCapacity | NLRS_C_volume
Pset_CompressorTypeCommon | PowerSource
Pset_CompressorTypeCommon | RefrigerantClass | NLRS_C_medium
Pset_CompressorTypeCommon | RefrigerantType | NLRS_C_medium
Pset_CondenserTypeCommon | ExternalSurfaceArea | NLRS_C_schiloppervlak
Pset_CondenserTypeCommon | InternalRefrigerantVolume | NLRS_C_volume_02
Pset_CondenserTypeCommon | InternalSurfaceArea
Pset_CondenserTypeCommon | InternalWaterVolume | NLRS_C_volume_01
Pset_CondenserTypeCommon | NominalHeatTransferArea
Pset_CondenserTypeCommon | NominalHeatTransferCoefficient
Pset_CondenserTypeCommon | RefrigerantClass | NLRS_C_medium
Pset_CondenserTypeCommon | RefrigerantType | NLRS_C_medium
Pset_ControllerTypeCommon | ControlType | NLRS_C_type
Pset_ControllerTypeCommon | SignalFactor
Pset_ControllerTypeCommon | SignalOffset
Pset_ControllerTypeCommon | SignalTime
Pset_CooledBeamTypeCommon | CoilLength | NLRS_C_lengte_01
Pset_CooledBeamTypeCommon | CoilWidth | NLRS_C_breedte_01
Pset_CooledBeamTypeCommon | ConnectionSize | NLRS_P_c01_diameter
Pset_CooledBeamTypeCommon | FinishColor | NLRS_C_materiaal_kleur
Pset_CooledBeamTypeCommon | IntegratedLightingType
Pset_CooledBeamTypeCommon | IsFreeHanging
Pset_CooledBeamTypeCommon | Material | NLRS_C_materiaal
Pset_CooledBeamTypeCommon | NominalCoolingCapacity | NLRS_M_afgifte_koeling
Pset_CooledBeamTypeCommon | NominalHeatingCapacity | NLRS_M_afgifte_verwarming
Pset_CooledBeamTypeCommon | NominalReturnWaterTemperatureCooling
Pset_CooledBeamTypeCommon | NominalReturnWaterTemperatureHeating
Pset_CooledBeamTypeCommon | NominalSupplyWaterTemperatureCooling
Pset_CooledBeamTypeCommon | NominalSupplyWaterTemperatureHeating
Pset_CooledBeamTypeCommon | NominalSurroundingHumidityCooling
Pset_CooledBeamTypeCommon | NominalSurroundingTemperatureCooling
Pset_CooledBeamTypeCommon | NominalSurroundingTemperatureHeating
Pset_CooledBeamTypeCommon | NominalWaterFlowCooling
Pset_CooledBeamTypeCommon | NominalWaterFlowHeating
Pset_CooledBeamTypeCommon | PipeConnectionEnum
Pset_CooledBeamTypeCommon | WaterFlowControlSystemType
Pset_CooledBeamTypeCommon | WaterPressureRange
Pset_CooledBeamTypeCommon | Weight | NLRS_S_gewicht
Pset_CoolingTowerTypeCommon | AmbientDesignDryBulbTemperature
Pset_CoolingTowerTypeCommon | AmbientDesignWetBulbTemperature
Pset_CoolingTowerTypeCommon | BasinReserveVolume | NLRS_C_volume_01
Pset_CoolingTowerTypeCommon | CapacityControl
Pset_CoolingTowerTypeCommon | CasingMaterial | NLRS_C_materiaal_01
Pset_CoolingTowerTypeCommon | CircuitType
Pset_CoolingTowerTypeCommon | ControlStrategy
Pset_CoolingTowerTypeCommon | FillMaterial | NLRS_C_materiaal_01
Pset_CoolingTowerTypeCommon | FlowArrangement
Pset_CoolingTowerTypeCommon | LiftElevationDifference
Pset_CoolingTowerTypeCommon | NominalCapacity | NLRS_C_volume
Pset_CoolingTowerTypeCommon | NumberOfCells
Pset_CoolingTowerTypeCommon | OperationTemperatureRange
Pset_CoolingTowerTypeCommon | SprayType
Pset_CoolingTowerTypeCommon | WaterRequirement
Pset_CoolingTowerTypeCommon | Weight | NLRS_S_gewicht
Pset_CoveringCeiling | FragilityRating | NLRS_C_weerstandsklasse
Pset_CoveringCeiling | Permeability | NLRS_C_waterdichtheidsklasse_code
Pset_CoveringCeiling | TileLength | NLRS_C_lengte_01
Pset_CoveringCeiling | TileWidth | NLRS_C_breedte_01
Pset_CoveringCommon | AcousticRating | NLRS_C_geluidwering_Rw
Pset_CoveringCommon | Combustible | NLRS_C_brandbaar
Pset_CoveringCommon | Finish | NLRS_C_materiaal_afwerking
Pset_CoveringCommon | FireRating | NLRS_C_brandwerendheid
Pset_CoveringCommon | FlammabilityRating | NLRS_C_code_ontvlambaarheidsklasse
Pset_CoveringCommon | FragilityRating | NLRS_C_code_slagvastheidsklasse
Pset_CoveringCommon | Material | NLRS_C_materiaal
Pset_CoveringCommon | Reference | Description
Pset_CoveringCommon | Reference | NLRS_C_description
Pset_CoveringCommon | SurfaceSpreadOfFlame | NLRS_C_brandklasse_code
Pset_CoveringCommon | TotalThickness | NLRS_C_dikte
Pset_CoveringFlooring | HasAntiStaticSurface
Pset_CoveringFlooring | HasNonSkidSurface | NLRS_C_antislip
Pset_CurtainWallCommon | AcousticRating | NLRS_C_geluidwering_Rw
Pset_CurtainWallCommon | Combustible | NLRS_C_brandbaar
Pset_CurtainWallCommon | FireRating | NLRS_C_brandwerendheid
Pset_CurtainWallCommon | IsExternal | NLRS_C_buiten
Pset_CurtainWallCommon | Reference | Description
Pset_CurtainWallCommon | Reference | NLRS_C_description
Pset_CurtainWallCommon | SurfaceSpreadOfFlame | NLRS_C_brandklasse_code
Pset_CurtainWallCommon | ThermalTransmittance | NLRS_B_Uwaarde
Pset_DistributionChamberElementTypeFormedDuct | AccessCoverLoadRating | NLRS_C_kwaliteitsklasse
Pset_DistributionChamberElementTypeFormedDuct | AccessCoverMaterial | NLRS_C_materiaal_03
Pset_DistributionChamberElementTypeFormedDuct | BaseMaterial | NLRS_C_materiaal_02
Pset_DistributionChamberElementTypeFormedDuct | BaseThickness | NLRS_C_dikte_02
Pset_DistributionChamberElementTypeFormedDuct | ClearDepth | NLRS_C_diepte_netto
Pset_DistributionChamberElementTypeFormedDuct | ClearWidth | NLRS_C_breedte_netto
Pset_DistributionChamberElementTypeFormedDuct | FillMaterial | NLRS_C_materiaal
Pset_DistributionChamberElementTypeFormedDuct | WallMaterial | NLRS_C_materiaal_01
Pset_DistributionChamberElementTypeFormedDuct | WallThickness | NLRS_C_dikte_01
Pset_DistributionChamberElementTypeInspectionChamber | AccessCoverLoadRating | NLRS_C_kwaliteitsklasse
Pset_DistributionChamberElementTypeInspectionChamber | AccessCoverMaterial | NLRS_C_materiaal_03
Pset_DistributionChamberElementTypeInspectionChamber | AccessLengthOrRadius | NLRS_C_radius_03
Pset_DistributionChamberElementTypeInspectionChamber | AccessLengthOrRadius | NLRS_C_lengte_03
Pset_DistributionChamberElementTypeInspectionChamber | AccessWidth | NLRS_C_breedte_03
Pset_DistributionChamberElementTypeInspectionChamber | BaseMaterial | NLRS_C_materiaal_02
Pset_DistributionChamberElementTypeInspectionChamber | BaseThickness | NLRS_C_dikte_02
Pset_DistributionChamberElementTypeInspectionChamber | ChamberLengthOrRadius | NLRS_C_radius
Pset_DistributionChamberElementTypeInspectionChamber | ChamberLengthOrRadius | NLRS_C_lengte_netto
Pset_DistributionChamberElementTypeInspectionChamber | ChamberWidth | NLRS_C_breedte_netto
Pset_DistributionChamberElementTypeInspectionChamber | InvertLevel
Pset_DistributionChamberElementTypeInspectionChamber | SoffitLevel
Pset_DistributionChamberElementTypeInspectionChamber | WallMaterial | NLRS_C_materiaal_01
Pset_DistributionChamberElementTypeInspectionChamber | WallThickness | NLRS_C_dikte_01
Pset_DistributionChamberElementTypeInspectionChamber | WithBackdrop
Pset_DistributionChamberElementTypeInspectionPit | Depth | NLRS_C_diepte
Pset_DistributionChamberElementTypeInspectionPit | Length | Length
Pset_DistributionChamberElementTypeInspectionPit | Length | NLRS_C_lengte
Pset_DistributionChamberElementTypeInspectionPit | Width | Width
Pset_DistributionChamberElementTypeInspectionPit | Width | NLRS_C_breedte
Pset_DistributionChamberElementTypeManhole | AccessCoverLoadRating | NLRS_C_kwaliteitsklasse
Pset_DistributionChamberElementTypeManhole | AccessCoverMaterial | NLRS_C_materiaal_03
Pset_DistributionChamberElementTypeManhole | AccessLengthOrRadius | NLRS_C_radius_03
Pset_DistributionChamberElementTypeManhole | AccessLengthOrRadius | NLRS_C_lengte_03
Pset_DistributionChamberElementTypeManhole | AccessWidth | NLRS_C_breedte_03
Pset_DistributionChamberElementTypeManhole | BaseMaterial | NLRS_C_materiaal_02
Pset_DistributionChamberElementTypeManhole | BaseThickness | NLRS_C_dikte_02
Pset_DistributionChamberElementTypeManhole | HasSteps
Pset_DistributionChamberElementTypeManhole | InvertLevel
Pset_DistributionChamberElementTypeManhole | IsShallow
Pset_DistributionChamberElementTypeManhole | SoffitLevel
Pset_DistributionChamberElementTypeManhole | WallMaterial | NLRS_C_materiaal_01
Pset_DistributionChamberElementTypeManhole | WallThickness | NLRS_C_dikte_01
Pset_DistributionChamberElementTypeManhole | WithBackdrop
Pset_DistributionChamberElementTypeMeterChamber | AccessCoverMaterial | NLRS_C_materiaal_03
Pset_DistributionChamberElementTypeMeterChamber | BaseMaterial | NLRS_C_materiaal_02
Pset_DistributionChamberElementTypeMeterChamber | BaseThickness | NLRS_C_dikte_02
Pset_DistributionChamberElementTypeMeterChamber | ChamberLengthOrRadius | NLRS_C_radius
Pset_DistributionChamberElementTypeMeterChamber | ChamberLengthOrRadius | NLRS_C_lengte_netto
Pset_DistributionChamberElementTypeMeterChamber | ChamberWidth | NLRS_C_breedte_netto
Pset_DistributionChamberElementTypeMeterChamber | WallMaterial | NLRS_C_materiaal_01
Pset_DistributionChamberElementTypeMeterChamber | WallThickness | NLRS_C_dikte_01
Pset_DistributionChamberElementTypeSump | InvertLevel
Pset_DistributionChamberElementTypeSump | Length | Length
Pset_DistributionChamberElementTypeSump | Length | NLRS_C_lengte
Pset_DistributionChamberElementTypeSump | Width | Width
Pset_DistributionChamberElementTypeSump | Width | NLRS_C_breedte
Pset_DistributionChamberElementTypeTrench | Depth | NLRS_C_diepte
Pset_DistributionChamberElementTypeTrench | InvertLevel
Pset_DistributionChamberElementTypeTrench | Width | Width
Pset_DistributionChamberElementTypeTrench | Width | NLRS_C_breedte
Pset_DistributionChamberElementTypeValveChamber | AccessCoverMaterial | NLRS_C_materiaal_03
Pset_DistributionChamberElementTypeValveChamber | BaseMaterial | NLRS_C_materiaal_02
Pset_DistributionChamberElementTypeValveChamber | BaseThickness | NLRS_C_dikte_02
Pset_DistributionChamberElementTypeValveChamber | ChamberLengthOrRadius | NLRS_C_radius
Pset_DistributionChamberElementTypeValveChamber | ChamberLengthOrRadius | NLRS_C_lengte_netto
Pset_DistributionChamberElementTypeValveChamber | ChamberWidth | NLRS_C_breedte_netto
Pset_DistributionChamberElementTypeValveChamber | WallMaterial | NLRS_C_materiaal_01
Pset_DistributionChamberElementTypeValveChamber | WallThickness | NLRS_C_dikte_01
Pset_DistributionFlowElementCommon | Reference | Description
Pset_DistributionFlowElementCommon | Reference | NLRS_C_description
Pset_DoorCommon | AcousticRating | NLRS_C_geluidwering_Rw
Pset_DoorCommon | FireExit | NLRS_C_vluchtweg
Pset_DoorCommon | FireRating | NLRS_C_brandwerendheid
Pset_DoorCommon | GlazingAreaFraction | NLRS_C_glaspercentage
Pset_DoorCommon | HandicapAccessible | NLRS_C_toegankelijk
Pset_DoorCommon | Infiltration | NLRS_C_infiltratie
Pset_DoorCommon | IsExternal | NLRS_C_buiten
Pset_DoorCommon | Reference | Description
Pset_DoorCommon | Reference | NLRS_C_description
Pset_DoorCommon | SecurityRating | NLRS_C_code_PKVW
Pset_DoorCommon | SelfClosing | NLRS_C_zelfsluitend
Pset_DoorCommon | SmokeStop | NLRS_C_rookwerend
Pset_DoorCommon | ThermalTransmittance | NLRS_B_Uwaarde
Pset_DoorWindowGlazingType | BeamRadiationTransmittance
Pset_DoorWindowGlazingType | FillGas
Pset_DoorWindowGlazingType | GlassColor | NLRS_C_materiaal_kleur
Pset_DoorWindowGlazingType | GlassLayers | NLRS_C_aantal
Pset_DoorWindowGlazingType | GlassThickness1 | NLRS_C_dikte_01
Pset_DoorWindowGlazingType | GlassThickness2 | NLRS_C_dikte_02
Pset_DoorWindowGlazingType | GlassThickness3 | NLRS_C_dikte_03
Pset_DoorWindowGlazingType | IsCoated
Pset_DoorWindowGlazingType | IsLaminated
Pset_DoorWindowGlazingType | IsTempered
Pset_DoorWindowGlazingType | IsWired
Pset_DoorWindowGlazingType | Reflectivity
Pset_DoorWindowGlazingType | SolarHeatGainTransmittance
Pset_DoorWindowGlazingType | ThermalTransmittanceSummer
Pset_DoorWindowGlazingType | ThermalTransmittanceWinter
Pset_DoorWindowGlazingType | Translucency
Pset_DuctFittingTypeCommon | EndStyleTreatment
Pset_DuctFittingTypeCommon | Material | NLRS_C_materiaal
Pset_DuctFittingTypeCommon | MaterialThickness | NLRS_C_dikte
Pset_DuctFittingTypeCommon | NominalDiameterOrWidth | Width
Pset_DuctFittingTypeCommon | NominalDiameterOrWidth | Diameter
Pset_DuctFittingTypeCommon | NominalDiameterOrWidth | NLRS_C_breedte
Pset_DuctFittingTypeCommon | NominalDiameterOrWidth | NLRS_C_diameter
Pset_DuctFittingTypeCommon | NominalHeight | Height
Pset_DuctFittingTypeCommon | NominalHeight | NLRS_C_hoogte
Pset_DuctFittingTypeCommon | PressureClass
Pset_DuctFittingTypeCommon | PressureRange
Pset_DuctFittingTypeCommon | SubType | NLRS_C_type
Pset_DuctFittingTypeCommon | TemperatureRange
Pset_DuctFittingTypeCommon | UnitWeight | NLRS_S_gewicht per m
Pset_DuctSegmentTypeCommon | EndStyleTreatment
Pset_DuctSegmentTypeCommon | Length | Length
Pset_DuctSegmentTypeCommon | Length | NLRS_C_lengte
Pset_DuctSegmentTypeCommon | LongitudinalSeam
Pset_DuctSegmentTypeCommon | Material | NLRS_C_materiaal
Pset_DuctSegmentTypeCommon | MaterialThickness | NLRS_C_dikte
Pset_DuctSegmentTypeCommon | NominalDiameterOrWidth | Width
Pset_DuctSegmentTypeCommon | NominalDiameterOrWidth | Diameter
Pset_DuctSegmentTypeCommon | NominalDiameterOrWidth | NLRS_C_breedte
Pset_DuctSegmentTypeCommon | NominalDiameterOrWidth | NLRS_C_diameter
Pset_DuctSegmentTypeCommon | NominalHeight | Height
Pset_DuctSegmentTypeCommon | NominalHeight | NLRS_C_hoogte
Pset_DuctSegmentTypeCommon | PressureRange
Pset_DuctSegmentTypeCommon | Reinforcement
Pset_DuctSegmentTypeCommon | ReinforcementSpacing
Pset_DuctSegmentTypeCommon | Shape | NLRS_C_vorm
Pset_DuctSegmentTypeCommon | TemperatureRange
Pset_DuctSegmentTypeCommon | UnitWeight | NLRS_S_gewicht per m
Pset_DuctSegmentTypeCommon | WorkingPressure
Pset_DuctSilencerTypeCommon | AirFlowrateRange
Pset_DuctSilencerTypeCommon | HasExteriorInsulation | NLRS_C_geisoleerd
Pset_DuctSilencerTypeCommon | HydraulicDiameter
Pset_DuctSilencerTypeCommon | Length | Length
Pset_DuctSilencerTypeCommon | Length | NLRS_C_lengte
Pset_DuctSilencerTypeCommon | Shape | NLRS_C_vorm
Pset_DuctSilencerTypeCommon | TemperatureRange
Pset_DuctSilencerTypeCommon | Weight | NLRS_S_gewicht
Pset_DuctSilencerTypeCommon | WorkingPressureRange
Pset_ElectricalCircuit | Diversity
Pset_ElectricalCircuit | MaximumAllowedVoltageDrop
Pset_ElectricalCircuit | NetImpedance
Pset_ElectricalCircuit | NumberOfPhases
Pset_ElectricalDeviceCommon | ElectricalDeviceNominalPower | NLRS_C_nominaal vermogen
Pset_ElectricalDeviceCommon | HasProtectiveEarth | NLRS_C_aarding
Pset_ElectricalDeviceCommon | InsulationStandardClass
Pset_ElectricalDeviceCommon | IP_Code | NLRS_E_IPwaarde
Pset_ElectricalDeviceCommon | NominalCurrent
Pset_ElectricalDeviceCommon | NominalFrequencyRange
Pset_ElectricalDeviceCommon | NominalVoltage | NLRS_E_spanning
Pset_ElectricalDeviceCommon | NumberOfPoles | NLRS_E_aantal_polen
Pset_ElectricalDeviceCommon | PhaseAngle
Pset_ElectricalDeviceCommon | PhaseReference
Pset_ElectricalDeviceCommon | UsageCurrent
Pset_ElectricDistributionPointCommon | CaseMaterial | NLRS_C_materiaal_01
Pset_ElectricDistributionPointCommon | CaseWeight | NLRS_S_gewicht
Pset_ElectricDistributionPointCommon | IsMain
Pset_ElectricDistributionPointCommon | NumberOfDoors
Pset_ElectricDistributionPointCommon | NumberOfOpenings
Pset_ElectricGeneratorTypeCommon | ElectricGeneratorEfficiency
Pset_ElectricGeneratorTypeCommon | MaximumPowerOutput
Pset_ElectricGeneratorTypeCommon | StartCurrentFactor
Pset_ElectricMotorTypeCommon | ElectricMotorEfficiency
Pset_ElectricMotorTypeCommon | FrameSize
Pset_ElectricMotorTypeCommon | HasPartWinding
Pset_ElectricMotorTypeCommon | IsGuarded
Pset_ElectricMotorTypeCommon | LockedRotorCurrent
Pset_ElectricMotorTypeCommon | MaximumPowerOutput
Pset_ElectricMotorTypeCommon | MotorEnclosureType
Pset_ElectricMotorTypeCommon | StartCurrentFactor
Pset_ElementShading | AverageSolarTransmittance
Pset_ElementShading | AverageVisibleTransmittance
Pset_ElementShading | Azimuth
Pset_ElementShading | Color | NLRS_C_materiaal_kleur
Pset_ElementShading | Inclination
Pset_ElementShading | Reflectance
Pset_ElementShading | Roughness
Pset_ElementShading | ShadingDeviceType | NLRS_C_type
Pset_ElementShading | TiltRange
Pset_EvaporativeCoolerTypeCommon | FlowArrangement
Pset_EvaporativeCoolerTypeCommon | HeatExchangeArea
Pset_EvaporativeCoolerTypeCommon | HeatExchangerMediaMaterials | NLRS_C_medium
Pset_EvaporativeCoolerTypeCommon | OperationTemperatureRange
Pset_EvaporativeCoolerTypeCommon | WaterRequirement
Pset_EvaporativeCoolerTypeCommon | Weight | NLRS_S_gewicht
Pset_EvaporatorTypeCommon | EvaporatorCoolant
Pset_EvaporatorTypeCommon | EvaporatorMediumType | NLRS_C_medium
Pset_EvaporatorTypeCommon | ExternalSurfaceArea | NLRS_C_schiloppervlak
Pset_EvaporatorTypeCommon | InternalRefrigerantVolume | NLRS_C_volume_02
Pset_EvaporatorTypeCommon | InternalSurfaceArea
Pset_EvaporatorTypeCommon | InternalWaterVolume | NLRS_C_volume_01
Pset_EvaporatorTypeCommon | NominalHeatTransferArea
Pset_EvaporatorTypeCommon | NominalHeatTransferCoefficient
Pset_EvaporatorTypeCommon | RefrigerantClass
Pset_EvaporatorTypeCommon | RefrigerantType | NLRS_C_medium
Pset_FanTypeCommon | CapacityControlType | NLRS_C_type_01
Pset_FanTypeCommon | HousingMaterial | NLRS_C_materiaal
Pset_FanTypeCommon | MotorDriveType
Pset_FanTypeCommon | NominalAirFlowRate | NLRS_P_volumestroom
Pset_FanTypeCommon | NominalPowerRate
Pset_FanTypeCommon | NominalRotationSpeed
Pset_FanTypeCommon | NominalStaticPressure
Pset_FanTypeCommon | NominalTotalPressure
Pset_FanTypeCommon | OperationalCriteria
Pset_FanTypeCommon | OperationTemperatureRange
Pset_FanTypeCommon | Weight | NLRS_S_gewicht
Pset_FanTypeCommon | WheelMaterial | NLRS_C_materiaal_01
Pset_FanTypeSmokeControl | MaximumDesignTemperature
Pset_FanTypeSmokeControl | OperationalCriteria
Pset_FanTypeSmokeControl | SmokeControlFlowrate
Pset_FilterTypeCommon | FinalResistance
Pset_FilterTypeCommon | FlowRateRange
Pset_FilterTypeCommon | InitialResistance
Pset_FilterTypeCommon | MediaMaterial | NLRS_C_medium
Pset_FilterTypeCommon | NominalFilterFaceVelocity
Pset_FilterTypeCommon | NominalFlowrate
Pset_FilterTypeCommon | NominalMediaSurfaceVelocity
Pset_FilterTypeCommon | NominalParticleGeometricMeanDiameter
Pset_FilterTypeCommon | NominalParticleGeometricStandardDeviation
Pset_FilterTypeCommon | NominalPressureDrop
Pset_FilterTypeCommon | OperationTemperatureRange
Pset_FilterTypeCommon | Weight | NLRS_S_gewicht
Pset_FireSuppressionTerminalTypeBreechingInlet | BreechingInletType | NLRS_C_type
Pset_FireSuppressionTerminalTypeBreechingInlet | CouplingType
Pset_FireSuppressionTerminalTypeBreechingInlet | HasCaps
Pset_FireSuppressionTerminalTypeBreechingInlet | InletDiameter | NLRS_P_c01_diameter
Pset_FireSuppressionTerminalTypeBreechingInlet | Material | NLRS_C_materiaal
Pset_FireSuppressionTerminalTypeBreechingInlet | OutletDiameter | NLRS_P_c02_diameter
Pset_FireSuppressionTerminalTypeFireHydrant | BodyColor | NLRS_C_materiaal_kleur_01
Pset_FireSuppressionTerminalTypeFireHydrant | CapColor | NLRS_C_materiaal_kleur_02
Pset_FireSuppressionTerminalTypeFireHydrant | DischargeFlowRate
Pset_FireSuppressionTerminalTypeFireHydrant | FireHydrantType | NLRS_C_type
Pset_FireSuppressionTerminalTypeFireHydrant | FlowClass
Pset_FireSuppressionTerminalTypeFireHydrant | HoseConnectionSize | NLRS_P_c01_diameter
Pset_FireSuppressionTerminalTypeFireHydrant | NumberOfHoseConnections
Pset_FireSuppressionTerminalTypeFireHydrant | PressureRating
Pset_FireSuppressionTerminalTypeFireHydrant | PumperConnectionSize | NLRS_P_c02_diameter
Pset_FireSuppressionTerminalTypeFireHydrant | WaterIsPotable
Pset_FireSuppressionTerminalTypeHoseReel | ClassificationAuthority
Pset_FireSuppressionTerminalTypeHoseReel | ClassOfService
Pset_FireSuppressionTerminalTypeHoseReel | HoseDiameter | NLRS_C_diameter
Pset_FireSuppressionTerminalTypeHoseReel | HoseLength | NLRS_C_lengte
Pset_FireSuppressionTerminalTypeHoseReel | HoseNozzleType | NLRS_C_type_01
Pset_FireSuppressionTerminalTypeHoseReel | HoseReelMountingType | NLRS_C_montage
Pset_FireSuppressionTerminalTypeHoseReel | HoseReelType | NLRS_C_type
Pset_FireSuppressionTerminalTypeHoseReel | InletConnectionSize | NLRS_P_c01_diameter
Pset_FireSuppressionTerminalTypeSprinkler | Activation
Pset_FireSuppressionTerminalTypeSprinkler | ActivationTemperature
Pset_FireSuppressionTerminalTypeSprinkler | BulbLiquidColor
Pset_FireSuppressionTerminalTypeSprinkler | ConnectionSize | NLRS_P_c01_diameter
Pset_FireSuppressionTerminalTypeSprinkler | CoverageArea | NLRS_C_oppervlakte_01
Pset_FireSuppressionTerminalTypeSprinkler | DeflectorMaterial | NLRS_C_materiaal_01
Pset_FireSuppressionTerminalTypeSprinkler | DischargeCoefficient
Pset_FireSuppressionTerminalTypeSprinkler | DischargeFlowRate
Pset_FireSuppressionTerminalTypeSprinkler | FrameMaterial | NLRS_C_materiaal
Pset_FireSuppressionTerminalTypeSprinkler | HasDeflector
Pset_FireSuppressionTerminalTypeSprinkler | MaximumWorkingPressure
Pset_FireSuppressionTerminalTypeSprinkler | ResidualFlowingPressure
Pset_FireSuppressionTerminalTypeSprinkler | Response
Pset_FireSuppressionTerminalTypeSprinkler | SprinklerType | NLRS_C_type
Pset_FlowFittingDuctFitting | AbsoluteRoughnessFactor
Pset_FlowFittingDuctFitting | Color | NLRS_C_materiaal_kleur
Pset_FlowFittingDuctFitting | HasLiner
Pset_FlowFittingPipeFitting | AbsoluteRoughnessFactor
Pset_FlowFittingPipeFitting | Color | NLRS_C_materiaal_kleur
Pset_FlowMeterTypeCommon | IsMain
Pset_FlowMeterTypeCommon | ReadOutType
Pset_FlowMeterTypeCommon | RemoteReading
Pset_FlowSegmentDuctSegment | Color | NLRS_C_materiaal_kleur
Pset_FlowSegmentDuctSegment | HasLiner
Pset_FlowSegmentDuctSegment | InteriorRoughnessCoefficient
Pset_FlowSegmentDuctSegment | Length | Length
Pset_FlowSegmentDuctSegment | Length | NLRS_C_lengte
Pset_FlowSegmentDuctSegment | MaterialThickness | NLRS_C_dikte
Pset_FlowSegmentPipeSegment | Color | NLRS_C_materiaal_kleur
Pset_FlowSegmentPipeSegment | Gradient
Pset_FlowSegmentPipeSegment | InteriorRoughnessCoefficient
Pset_FlowSegmentPipeSegment | InvertElevation
Pset_FlowSegmentPipeSegment | Length | Length
Pset_FlowSegmentPipeSegment | Length | NLRS_C_lengte
Pset_FlowTerminalAirTerminal | AirFlowType
Pset_FlowTerminalAirTerminal | Location | NLRS_C_montage
Pset_FurnitureTypeChair | HighestSeatingHeight
Pset_FurnitureTypeChair | LowestSeatingHeight
Pset_FurnitureTypeChair | SeatingHeight
Pset_FurnitureTypeCommon | Description | NLRS_C_omschrijving
Pset_FurnitureTypeCommon | Description | Description
Pset_FurnitureTypeCommon | MainColor | NLRS_C_materiaal_kleur
Pset_FurnitureTypeCommon | NominalDepth | NLRS_C_diepte
Pset_FurnitureTypeCommon | NominalHeight | Height
Pset_FurnitureTypeCommon | NominalHeight | NLRS_C_hoogte
Pset_FurnitureTypeCommon | NominalLength | Length
Pset_FurnitureTypeCommon | NominalLength | NLRS_C_lengte
Pset_FurnitureTypeCommon | Style | NLRS_C_omschrijving_01
Pset_FurnitureTypeDesk | WorksurfaceArea | NLRS_C_oppervlakte_01
Pset_FurnitureTypeFileCabinet | WithLock
Pset_FurnitureTypeTable | NumberOfChairs | NLRS_C_aantal_02
Pset_FurnitureTypeTable | WorksurfaceArea | NLRS_C_oppervlakte_01
Pset_GasTerminalTypeCommon | GasFlowRateRange
Pset_GasTerminalTypeGasAppliance | FlueType | NLRS_C_type_01
Pset_GasTerminalTypeGasAppliance | GasApplianceType | NLRS_C_type
Pset_GasTerminalTypeGasBurner | GasBurnerType | NLRS_C_type
Pset_HeatExchangerTypeCommon | Arrangement
Pset_HeatExchangerTypeCommon | ShellMaterial | NLRS_C_materiaal
Pset_HeatExchangerTypePlate | NumberOfPlates | NLRS_C_aantal_01
Pset_HumidifierTypeCommon | Application
Pset_HumidifierTypeCommon | InternalControl
Pset_HumidifierTypeCommon | NominalAirFlowRate | NLRS_P_volumestroom
Pset_HumidifierTypeCommon | NominalMoistureGain
Pset_HumidifierTypeCommon | WaterRequirement
Pset_HumidifierTypeCommon | Weight | NLRS_S_gewicht
Pset_LightFixtureTypeCommon | ArticleNumber | NLRS_C_code_artikel
Pset_LightFixtureTypeCommon | LightFixtureMountingType | NLRS_C_montage
Pset_LightFixtureTypeCommon | LightFixturePlacingType
Pset_LightFixtureTypeCommon | MaintenanceFactor
Pset_LightFixtureTypeCommon | ManufacturersSpecificInformation | NLRS_C_info_technisch
Pset_LightFixtureTypeCommon | NumberOfSources | NLRS_C_aantal
Pset_LightFixtureTypeExitSign | Addressablility
Pset_LightFixtureTypeExitSign | BackupSupplySystem
Pset_LightFixtureTypeExitSign | MinimumTextHeight
Pset_LightFixtureTypeExitSign | PictogramEscapeDirection
Pset_LightFixtureTypeExitSign | SelfTestFunction
Pset_ManufacturerTypeInformation | ArticleNumber | NLRS_C_code_artikel
Pset_ManufacturerTypeInformation | Manufacturer | NLRS_C_manufacturer
Pset_ManufacturerTypeInformation | ModelLabel | URL
Pset_ManufacturerTypeInformation | ModelReference | Model
Pset_ManufacturerTypeInformation | ProductionYear | NLRS_C_product_productiejaar
Pset_MemberCommon | FireRating | NLRS_C_brandwerendheid
Pset_MemberCommon | IsExternal | NLRS_C_buiten
Pset_MemberCommon | Loadbearing | NLRS_C_dragend
Pset_MemberCommon | Reference | Description
Pset_MemberCommon | Reference | NLRS_C_description
Pset_MemberCommon | Slope | NLRS_C_helling
Pset_MemberCommon | Span | NLRS_C_lengte
Pset_OpeningElementCommon | FireExit | NLRS_C_vluchtweg
Pset_OpeningElementCommon | ParallelJambs
Pset_OpeningElementCommon | ProtectedOpening
Pset_OpeningElementCommon | Purpose
Pset_OpeningElementCommon | Reference | Description
Pset_OpeningElementCommon | Reference | NLRS_C_description
Pset_OutletTypeCommon | IsPluggableOutlet
Pset_PipeFittingTypeCommon | EndStyleTreatment
Pset_PipeFittingTypeCommon | FittingLossFactor
Pset_PipeFittingTypeCommon | InnerDiameter | NLRS_C_diameter_01
Pset_PipeFittingTypeCommon | Material | NLRS_C_materiaal
Pset_PipeFittingTypeCommon | NominalDiameter | NLRS_C_diameter
Pset_PipeFittingTypeCommon | OuterDiameter | NLRS_C_diameter_02
Pset_PipeFittingTypeCommon | PressureClass
Pset_PipeFittingTypeCommon | PressureRange
Pset_PipeFittingTypeCommon | SubType | NLRS_C_type
Pset_PipeFittingTypeCommon | TemperatureRange
Pset_PipeFittingTypeCommon | UnitWeight | NLRS_S_gewicht per m
Pset_PipeSegmentTypeCommon | EndStyleTreatment
Pset_PipeSegmentTypeCommon | InnerDiameter | NLRS_C_diameter_01
Pset_PipeSegmentTypeCommon | Material | NLRS_C_materiaal
Pset_PipeSegmentTypeCommon | NominalDiameter | NLRS_C_diameter
Pset_PipeSegmentTypeCommon | OuterDiameter | NLRS_C_diameter_02
Pset_PipeSegmentTypeCommon | PressureRange
Pset_PipeSegmentTypeCommon | TemperatureRange
Pset_PipeSegmentTypeCommon | UnitWeight | NLRS_S_gewicht per m
Pset_PipeSegmentTypeCommon | WorkingPressure
Pset_PipeSegmentTypeGutter | FlowRating
Pset_PipeSegmentTypeGutter | Slope | NLRS_C_helling
Pset_PlateCommon | AcousticRating | NLRS_C_geluidwering_Rw
Pset_PlateCommon | FireRating | NLRS_C_brandwerendheid
Pset_PlateCommon | IsExternal | NLRS_C_buiten
Pset_PlateCommon | Loadbearing | NLRS_C_dragend
Pset_PlateCommon | Reference | Description
Pset_PlateCommon | Reference | NLRS_C_description
Pset_PlateCommon | ThermalTransmittance | NLRS_B_Uwaarde
Pset_ProjectCommon | BuildingPermitId
Pset_ProjectCommon | ConstructionMode
Pset_ProjectCommon | GrossAreaPlanned | NLRS_C_eis_oppervlakte_bruto
Pset_ProtectiveDeviceTypeCircuitBreaker | CircuitBreakerType | NLRS_C_type
Pset_ProtectiveDeviceTypeCommon | CharacteristicTripCurve
Pset_ProtectiveDeviceTypeCommon | CutOffCurrent
Pset_ProtectiveDeviceTypeCommon | LimitingTerminalSize
Pset_ProtectiveDeviceTypeCommon | MaximumRatedVoltage
Pset_ProtectiveDeviceTypeCommon | ProtectiveTagType
Pset_ProtectiveDeviceTypeCommon | RatedShortCircuitCurrent
Pset_ProtectiveDeviceTypeCommon | StandardUsed
Pset_ProtectiveDeviceTypeCommon | SwitchingDuty
Pset_ProtectiveDeviceTypeEarthFailureDevice | EarthFailureDeviceType | NLRS_C_type
Pset_ProtectiveDeviceTypeEarthFailureDevice | Sensitivity
Pset_ProtectiveDeviceTypeFuseDisconnector | FuseDisconnectorType
Pset_ProtectiveDeviceTypeResidualCurrentCircuitBreaker | Sensitivity
Pset_ProtectiveDeviceTypeResidualCurrentSwitch | Sensitivity
Pset_ProtectiveDeviceTypeVaristor | VaristorType | NLRS_C_type
Pset_PumpTypeCommon | CasingMaterial | NLRS_C_materiaal_01
Pset_PumpTypeCommon | ConnectionSize | NLRS_P_c01_diameter
Pset_PumpTypeCommon | FlowRateRange
Pset_PumpTypeCommon | FlowResistanceRange
Pset_PumpTypeCommon | ImpellerMaterial | NLRS_C_materiaal_02
Pset_PumpTypeCommon | ImpellerSealMaterial | NLRS_C_materiaal_03
Pset_PumpTypeCommon | NetPositiveSuctionHead
Pset_PumpTypeCommon | NominalRotationSpeed
Pset_PumpTypeCommon | TemperatureRange
Pset_RailingCommon | Diameter | NLRS_C_diameter
Pset_RailingCommon | Height | NLRS_C_hoogte
Pset_RailingCommon | IsExternal | NLRS_C_buiten
Pset_RailingCommon | Reference | Description
Pset_RailingCommon | Reference | NLRS_C_description
Pset_RampCommon | FireExit | NLRS_C_vluchtweg
Pset_RampCommon | FireRating | NLRS_C_brandwerendheid
Pset_RampCommon | HandicapAccessible | NLRS_C_toegankelijk
Pset_RampCommon | HasNonSkidSurface | NLRS_C_antislip
Pset_RampCommon | IsExternal | NLRS_C_buiten
Pset_RampCommon | Reference | Description
Pset_RampCommon | Reference | NLRS_C_description
Pset_RampCommon | RequiredHeadroom | NLRS_C_hoogte_min
Pset_RampCommon | RequiredSlope | NLRS_C_helling_max
Pset_RampFlightCommon | Headroom | NLRS_C_hoogte_min
Pset_RampFlightCommon | Reference | Description
Pset_RampFlightCommon | Reference | NLRS_C_description
Pset_RampFlightCommon | Slope | NLRS_C_helling
Pset_RoofCommon | FireRating | NLRS_C_brandwerendheid
Pset_RoofCommon | IsExternal | NLRS_C_buiten
Pset_RoofCommon | ProjectedArea
Pset_RoofCommon | Reference | Description
Pset_RoofCommon | Reference | NLRS_C_description
Pset_RoofCommon | TotalArea | NLRS_C_oppervlakte
Pset_SanitaryTerminalTypeBath | BathType | NLRS_C_type
Pset_SanitaryTerminalTypeBath | Color | NLRS_C_materiaal_kleur
Pset_SanitaryTerminalTypeBath | DrainSize | NLRS_P_c01_diameter
Pset_SanitaryTerminalTypeBath | HasGrabHandles | NLRS_C_handgrepen
Pset_SanitaryTerminalTypeBath | Material | NLRS_C_materiaal
Pset_SanitaryTerminalTypeBath | MaterialThickness | NLRS_C_dikte
Pset_SanitaryTerminalTypeBath | NominalDepth | NLRS_C_diepte
Pset_SanitaryTerminalTypeBath | NominalLength | Length
Pset_SanitaryTerminalTypeBath | NominalLength | NLRS_C_lengte
Pset_SanitaryTerminalTypeBath | NominalWidth | Width
Pset_SanitaryTerminalTypeBath | NominalWidth | NLRS_C_breedte
Pset_SanitaryTerminalTypeBidet | BidetMounting | NLRS_C_montage | Name | Property Type | Data Type | Definition
Pset_SanitaryTerminalTypeBidet | Color | NLRS_C_materiaal_kleur | Reference | IfcPropertySingleValue | IfcIdentifier | Reference ID for this specified type in this project (e.g. type 'A-1')
Pset_SanitaryTerminalTypeBidet | DrainSize | NLRS_P_c01_diameter | NumberOfRiser | IfcPropertySingleValue | IfcCountMeasure | Total number of the risers included in the stair
Pset_SanitaryTerminalTypeBidet | Material | NLRS_C_materiaal | NumberOfTreads | IfcPropertySingleValue | IfcCountMeasure | Total number of treads included in the stair
Pset_SanitaryTerminalTypeBidet | NominalDepth | NLRS_C_diepte | RiserHeight | IfcPropertySingleValue | IfcPositiveLengthMeasure / LENGTHUNIT | Vertical distance from tread to tread. The riser height is supposed to be equal for all steps of a stair or stair flight.
Pset_SanitaryTerminalTypeBidet | NominalLength | Length | TreadLength | IfcPropertySingleValue | IfcPositiveLengthMeasure / LENGTHUNIT | Horizontal distance from the front of the thread to the front of the next tread. The tread length is supposed to be equal for all steps of the stair or stair flight at the walking line.
Pset_SanitaryTerminalTypeBidet | NominalLength | NLRS_C_lengte | RequiredHeadroom | IfcPropertySingleValue | IfcPositiveLengthMeasure / LENGTHUNIT | Required headroom clearance for the passageway according to the applicable building code or additional requirements
Pset_SanitaryTerminalTypeBidet | NominalWidth | Width | HandicapAccessible | IfcPropertySingleValue | IfcBoolean | Indication that this object is designed to be accessible by the handicapped. Set to (TRUE) if this stair is rated as handicap accessible according the local building codes, otherwise (FALSE). Accessibility maybe provided by additional means.
Pset_SanitaryTerminalTypeBidet | NominalWidth | NLRS_C_breedte | IsExternal | IfcPropertySingleValue | IfcBoolean | Indication whether the element is designed for use in the exterior (TRUE) or not (FALSE). If (TRUE) it is an external element and faces the outside of the building.
Pset_SanitaryTerminalTypeBidet | SpilloverLevel |  | FireRating | IfcPropertySingleValue | IfcLabel | Fire rating for this object.It is given according to the national fire safety classification.
Pset_SanitaryTerminalTypeCistern | CisternCapacity | NLRS_C_volume | FireExit | IfcPropertySingleValue | IfcBoolean | Indication whether this object is designed to serve as an exit in the case of fire (TRUE) or not (FALSE).Here it defines an exit stair in accordance to the national building code.
Pset_SanitaryTerminalTypeCistern | CisternColor | NLRS_C_materiaal_kleur | HasNonSkidSurface | IfcPropertySingleValue | IfcBoolean | Indication whether the surface finish is designed to prevent slippery (TRUE) or not (FALSE).
Pset_SanitaryTerminalTypeCistern | CisternHeight | NLRS_C_hoogte_netto
Pset_SanitaryTerminalTypeCistern | CisternMaterial | NLRS_C_materiaal
Pset_SanitaryTerminalTypeCistern | FlushRate
Pset_SanitaryTerminalTypeCistern | FlushType | NLRS_C_type
Pset_SanitaryTerminalTypeCistern | IsAutomaticFlush | NLRS_C_automatisch
Pset_SanitaryTerminalTypeCistern | IsSingleFlush
Pset_SanitaryTerminalTypeFountain | Color | NLRS_C_materiaal_kleur
Pset_SanitaryTerminalTypeFountain | DrainSize | NLRS_P_c01_diameter
Pset_SanitaryTerminalTypeFountain | FountainType | NLRS_C_type
Pset_SanitaryTerminalTypeFountain | Material | NLRS_C_materiaal
Pset_SanitaryTerminalTypeFountain | Mounting | NLRS_C_montage
Pset_SanitaryTerminalTypeFountain | NominalDepth | NLRS_C_diepte
Pset_SanitaryTerminalTypeFountain | NominalLength | Length
Pset_SanitaryTerminalTypeFountain | NominalLength | NLRS_C_lengte
Pset_SanitaryTerminalTypeFountain | NominalWidth | Width
Pset_SanitaryTerminalTypeFountain | NominalWidth | NLRS_C_breedte
Pset_SanitaryTerminalTypeShower | Color | NLRS_C_materiaal_kleur
Pset_SanitaryTerminalTypeShower | DrainSize | NLRS_P_c01_diameter
Pset_SanitaryTerminalTypeShower | HasTray
Pset_SanitaryTerminalTypeShower | Material | NLRS_C_materiaal
Pset_SanitaryTerminalTypeShower | MaterialThickness | NLRS_C_dikte
Pset_SanitaryTerminalTypeShower | NominalDepth | NLRS_C_diepte
Pset_SanitaryTerminalTypeShower | NominalLength | Length
Pset_SanitaryTerminalTypeShower | NominalLength | NLRS_C_lengte
Pset_SanitaryTerminalTypeShower | NominalWidth | Width
Pset_SanitaryTerminalTypeShower | NominalWidth | NLRS_C_breedte
Pset_SanitaryTerminalTypeShower | ShowerHeadDescription
Pset_SanitaryTerminalTypeShower | ShowerType | NLRS_C_type
Pset_SanitaryTerminalTypeSink | Color | NLRS_C_materiaal_kleur
Pset_SanitaryTerminalTypeSink | DrainSize | NLRS_P_c01_diameter
Pset_SanitaryTerminalTypeSink | Material | NLRS_C_materiaal
Pset_SanitaryTerminalTypeSink | NominalDepth | NLRS_C_diepte
Pset_SanitaryTerminalTypeSink | NominalLength | Length
Pset_SanitaryTerminalTypeSink | NominalLength | NLRS_C_lengte
Pset_SanitaryTerminalTypeSink | NominalWidth | Width
Pset_SanitaryTerminalTypeSink | NominalWidth | NLRS_C_breedte
Pset_SanitaryTerminalTypeSink | SinkMounting | NLRS_C_montage
Pset_SanitaryTerminalTypeSink | SinkType | NLRS_C_type
Pset_SanitaryTerminalTypeToiletPan | NominalDepth | NLRS_C_diepte
Pset_SanitaryTerminalTypeToiletPan | NominalLength | Length
Pset_SanitaryTerminalTypeToiletPan | NominalLength | NLRS_C_lengte
Pset_SanitaryTerminalTypeToiletPan | NominalWidth | Width
Pset_SanitaryTerminalTypeToiletPan | NominalWidth | NLRS_C_breedte
Pset_SanitaryTerminalTypeToiletPan | PanColor | NLRS_C_materiaal_kleur
Pset_SanitaryTerminalTypeToiletPan | PanMaterial | NLRS_C_materiaal
Pset_SanitaryTerminalTypeToiletPan | PanMounting | NLRS_C_montage
Pset_SanitaryTerminalTypeToiletPan | SpilloverLevel
Pset_SanitaryTerminalTypeToiletPan | ToiletPanType | NLRS_C_type_01
Pset_SanitaryTerminalTypeToiletPan | ToiletType | NLRS_C_type
Pset_SanitaryTerminalTypeUrinal | NominalDepth | NLRS_C_diepte
Pset_SanitaryTerminalTypeUrinal | NominalLength | Length
Pset_SanitaryTerminalTypeUrinal | NominalLength | NLRS_C_lengte
Pset_SanitaryTerminalTypeUrinal | NominalWidth | Width
Pset_SanitaryTerminalTypeUrinal | NominalWidth | NLRS_C_breedte
Pset_SanitaryTerminalTypeUrinal | SpilloverLevel
Pset_SanitaryTerminalTypeUrinal | UrinalColor | NLRS_C_materiaal_kleur
Pset_SanitaryTerminalTypeUrinal | UrinalMaterial | NLRS_C_materiaal
Pset_SanitaryTerminalTypeUrinal | UrinalType | NLRS_C_type
Pset_SanitaryTerminalTypeWashHandBasin | Color | NLRS_C_materiaal_kleur
Pset_SanitaryTerminalTypeWashHandBasin | DrainSize | NLRS_P_c01_diameter
Pset_SanitaryTerminalTypeWashHandBasin | Material | NLRS_C_materiaal
Pset_SanitaryTerminalTypeWashHandBasin | NominalDepth | NLRS_C_diepte
Pset_SanitaryTerminalTypeWashHandBasin | NominalLength | Length
Pset_SanitaryTerminalTypeWashHandBasin | NominalLength | NLRS_C_lengte
Pset_SanitaryTerminalTypeWashHandBasin | NominalWidth | Width
Pset_SanitaryTerminalTypeWashHandBasin | NominalWidth | NLRS_C_breedte
Pset_SanitaryTerminalTypeWashHandBasin | WashHandBasinMounting | NLRS_C_montage
Pset_SanitaryTerminalTypeWashHandBasin | WashHandBasinType | NLRS_C_type
Pset_SanitaryTerminalTypeWCSeat | SeatColor | NLRS_C_materiaal_kleur
Pset_SanitaryTerminalTypeWCSeat | SeatHasCover
Pset_SanitaryTerminalTypeWCSeat | SeatMaterial | NLRS_C_materiaal
Pset_SanitaryTerminalTypeWCSeat | SeatType | NLRS_C_type
Pset_SensorTypeCO2Sensor | AccuracyOfCO2Sensor
Pset_SensorTypeCO2Sensor | CO2SensorRange
Pset_SensorTypeCO2Sensor | CoverageArea | NLRS_C_oppervlakte_01
Pset_SensorTypeCO2Sensor | TimeConstant
Pset_SensorTypeCO2Sensor | WashHandBasinSetPoint
Pset_SensorTypeFireSensor | AccuracyOfFireSensor
Pset_SensorTypeFireSensor | FireSensorSetPoint
Pset_SensorTypeFireSensor | TimeConstant
Pset_SensorTypeGasSensor | AccuracyOfGasSensor
Pset_SensorTypeGasSensor | GasDetected
Pset_SensorTypeGasSensor | GasSensorRange
Pset_SensorTypeGasSensor | GasSensorSetPoint
Pset_SensorTypeGasSensor | TimeConstant
Pset_SensorTypeHeatSensor | CoverageArea | NLRS_C_oppervlakte_01
Pset_SensorTypeHeatSensor | HeatSensorAccuracy
Pset_SensorTypeHeatSensor | HeatSensorRange
Pset_SensorTypeHeatSensor | HeatSensorSetPoint
Pset_SensorTypeHeatSensor | TimeConstant
Pset_SensorTypeHumiditySensor | AccuracyOfHumiditySensor
Pset_SensorTypeHumiditySensor | HumiditySensorRange
Pset_SensorTypeHumiditySensor | HumiditySetPoint
Pset_SensorTypeHumiditySensor | TimeConstant
Pset_SensorTypeLightSensor | LightSensorAccuracy
Pset_SensorTypeLightSensor | LightSensorRange
Pset_SensorTypeLightSensor | LightSensorSetPoint
Pset_SensorTypeLightSensor | TimeConstant
Pset_SensorTypeMovementSensor | MovementSensingType | NLRS_C_type
Pset_SensorTypeMovementSensor | TimeConstant
Pset_SensorTypePressureSensor | AccuracyOfPressureSensor
Pset_SensorTypePressureSensor | IsSwitch
Pset_SensorTypePressureSensor | PressureSensorRange
Pset_SensorTypePressureSensor | PressureSensorSetPoint
Pset_SensorTypePressureSensor | TimeConstant
Pset_SensorTypeSmokeSensor | AccuracyOfSmokeSensor
Pset_SensorTypeSmokeSensor | CoverageArea | NLRS_C_oppervlakte_01
Pset_SensorTypeSmokeSensor | HasBuiltInAlarm
Pset_SensorTypeSmokeSensor | PressureSensorSetPoint
Pset_SensorTypeSmokeSensor | SmokeSensorRange
Pset_SensorTypeSmokeSensor | TimeConstant
Pset_SensorTypeSoundSensor | SoundSensorAccuracy
Pset_SensorTypeSoundSensor | SoundSensorRange
Pset_SensorTypeSoundSensor | SoundSensorSetPoint
Pset_SensorTypeSoundSensor | TimeConstant
Pset_SensorTypeTemperatureSensor | AccuracyOfTemperatureSensor
Pset_SensorTypeTemperatureSensor | TemperatureSensorRange
Pset_SensorTypeTemperatureSensor | TemperatureSensorSetPoint
Pset_SensorTypeTemperatureSensor | TemperatureSensorType | NLRS_C_type
Pset_SensorTypeTemperatureSensor | TimeConstant
Pset_SiteCommon | BuildableArea | NLRS_C_eis_oppervlak_bouwbaar
Pset_SiteCommon | BuildingHeightLimit | NLRS_C_hoogte_maximum
Pset_SiteCommon | TotalArea | NLRS_C_oppervlakte
Pset_SlabCommon | AcousticRating | NLRS_C_geluidwering_Rw
Pset_SlabCommon | Combustible | NLRS_C_brandbaar
Pset_SlabCommon | Compartmentation | NLRS_C_compartimentering
Pset_SlabCommon | FireRating | NLRS_C_brandwerendheid
Pset_SlabCommon | IsExternal | NLRS_C_buiten
Pset_SlabCommon | LoadBearing | NLRS_C_dragend
Pset_SlabCommon | PitchAngle
Pset_SlabCommon | Reference | Description
Pset_SlabCommon | Reference | NLRS_C_description
Pset_SlabCommon | SurfaceSpreadOfFlame | NLRS_C_brandklasse_code
Pset_SlabCommon | ThermalTransmittance | NLRS_B_Uwaarde
Pset_SpaceCommon | Category
Pset_SpaceCommon | CeilingCovering | Ceiling Finish
Pset_SpaceCommon | ConcealedCeiling | NLRS_C_ruimte_boven_plafond
Pset_SpaceCommon | ConcealedFlooring | NLRS_C_ruimte_onder_vloer
Pset_SpaceCommon | FloorCovering | Floor Finish
Pset_SpaceCommon | GrossPlannedArea | NLRS_C_eis_oppervlakte_bruto
Pset_SpaceCommon | HandicapAccessible | NLRS_C_toegankelijk
Pset_SpaceCommon | NetPlannedArea | NLRS_C_eis_oppervlakte_netto
Pset_SpaceCommon | PubliclyAccessible | NLRS_C_eis_publiek
Pset_SpaceCommon | Reference | Description
Pset_SpaceCommon | Reference | NLRS_C_description
Pset_SpaceCommon | SkirtingBoard | NLRS_C_plint
Pset_SpaceCommon | WallCovering | Wall Finish
Pset_SpaceFireSafetyRequirements | AirPressurization
Pset_SpaceFireSafetyRequirements | AncillaryFireUse
Pset_SpaceFireSafetyRequirements | FireExit | NLRS_C_vluchtweg
Pset_SpaceFireSafetyRequirements | FireHazardFactor
Pset_SpaceFireSafetyRequirements | FireRiskFactor
Pset_SpaceFireSafetyRequirements | FlammableStorage
Pset_SpaceFireSafetyRequirements | MainFireUse | NLRS_C_gebruiksklasse
Pset_SpaceFireSafetyRequirements | SprinklerProtection | NLRS_C_sprinkler
Pset_SpaceFireSafetyRequirements | SprinklerProtectionAutomatic | NLRS_C_sprinkler_automatisch
Pset_SpaceHeaterTypeCommon | BodyMass | NLRS_S_gewicht
Pset_SpaceHeaterTypeCommon | HeatingSource
Pset_SpaceHeaterTypeCommon | Material | NLRS_C_materiaal
Pset_SpaceHeaterTypeCommon | OutputCapacity | NLRS_M_afgifte_verwarming
Pset_SpaceHeaterTypeCommon | TemperatureClassification
Pset_SpaceHeaterTypeCommon | ThermalEfficiency
Pset_SpaceHeaterTypeCommon | ThermalMassHeatCapacity
Pset_SpaceLightingRequirements | ArtificialLighting
Pset_SpaceLightingRequirements | Illuminance
Pset_SpaceOccupancyRequirements | AreaPerOccupant
Pset_SpaceOccupancyRequirements | IsOutlookDesirable
Pset_SpaceOccupancyRequirements | MinimumHeadroom | NLRS_C_hoogte_min
Pset_SpaceOccupancyRequirements | OccupancyNumber
Pset_SpaceOccupancyRequirements | OccupancyNumberPeak
Pset_SpaceOccupancyRequirements | OccupancyTimePerDay
Pset_SpaceOccupancyRequirements | OccupancyType
Pset_SpaceThermalDesign | BoundaryAreaHeatLoss
Pset_SpaceThermalDesign | CeilingRAPlenum
Pset_SpaceThermalDesign | CoolingDesignAirflow
Pset_SpaceThermalDesign | CoolingDryBulb
Pset_SpaceThermalDesign | CoolingRelativeHumidity
Pset_SpaceThermalDesign | ExhaustAirFlowrate
Pset_SpaceThermalDesign | HeatingDesignAirflow
Pset_SpaceThermalDesign | HeatingDryBulb
Pset_SpaceThermalDesign | HeatingRelativeHumidity
Pset_SpaceThermalDesign | TotalHeatGain
Pset_SpaceThermalDesign | TotalHeatLoss
Pset_SpaceThermalDesign | TotalSensibleHeatGain
Pset_SpaceThermalDesign | VentilationAirFlowrate
Pset_SpaceThermalRequirements | AirConditioning
Pset_SpaceThermalRequirements | AirConditioningCentral
Pset_SpaceThermalRequirements | DiscontinuedHeating
Pset_SpaceThermalRequirements | MechanicalVentilationRate
Pset_SpaceThermalRequirements | NaturalVentilation | NLRS_C_ventilatierooster
Pset_SpaceThermalRequirements | NaturalVentilationRate | NLRS_C_ventilatievoud
Pset_SpaceThermalRequirements | SpaceHumidity | NLRS_C_relatieve luchtvochtigheid
Pset_SpaceThermalRequirements | SpaceHumiditySummer
Pset_SpaceThermalRequirements | SpaceHumidityWinter
Pset_SpaceThermalRequirements | SpaceTemperatureMax | NLRS_M_temperatuur ruimte_max
Pset_SpaceThermalRequirements | SpaceTemperatureMin | NLRS_M_temperatuur ruimte_min
Pset_SpaceThermalRequirements | SpaceTemperatureSummerMax | NLRS_M_binnentemperatuur zomer_max
Pset_SpaceThermalRequirements | SpaceTemperatureSummerMin | NLRS_M_binnentemperatuur zomer_min
Pset_SpaceThermalRequirements | SpaceTemperatureWinterMax | NLRS_M_binnentemperatuur winter_max
Pset_SpaceThermalRequirements | SpaceTemperatureWinterMin | NLRS_M_binnentemperatuur winter_min
Pset_StairCommon | FireExit | NLRS_C_vluchtweg
Pset_StairCommon | FireRating | NLRS_C_brandwerendheid
Pset_StairCommon | FireRating | Fire Rating
Pset_StairCommon | HandicapAccessible | NLRS_C_toegankelijk
Pset_StairCommon | HasNonSkidSurface | NLRS_C_antislip
Pset_StairCommon | IsExternal | NLRS_C_buiten
Pset_StairCommon | NumberOfRiser | Actual Number of Risers
Pset_StairCommon | NumberOfTreads | Actual Number of Treads
Pset_StairCommon | Reference | Description
Pset_StairCommon | Reference | NLRS_C_description
Pset_StairCommon | RequiredHeadroom | NLRS_C_hoogte_min
Pset_StairCommon | RiserHeight | Actual Riser Height
Pset_StairCommon | TreadLength | Actual Tread Depth
Pset_StairFlightCommon | Headroom | NLRS_C_hoogte_min
Pset_StairFlightCommon | NosingLength | Nosing Length
Pset_StairFlightCommon | NumberOfRiser | Actual Number of Risers
Pset_StairFlightCommon | NumberOfTreads | Actual Number of Treads
Pset_StairFlightCommon | Reference | Description
Pset_StairFlightCommon | Reference | NLRS_C_description
Pset_StairFlightCommon | RiserHeight | Actual Riser Height
Pset_StairFlightCommon | TreadLength | Actual Tread Depth
Pset_StairFlightCommon | TreadLengthAtInnerSide
Pset_StairFlightCommon | TreadLengthAtOffset
Pset_StairFlightCommon | WaistThickness | NLRS_C_dikte_01
Pset_StairFlightCommon | WalkingLineOffset
Pset_SwitchingDeviceTypeCommon | HasLock
Pset_SwitchingDeviceTypeCommon | NumberOfGangs
Pset_SwitchingDeviceTypeCommon | SwitchFunction
Pset_SwitchingDeviceTypeContactor | ContactorType | NLRS_C_type
Pset_SwitchingDeviceTypeEmergencyStop | SwitchOperation | NLRS_C_type
Pset_SwitchingDeviceTypeStarter | StarterType | NLRS_C_type
Pset_SwitchingDeviceTypeSwitchDisconnector | HasVisualIndication
Pset_SwitchingDeviceTypeSwitchDisconnector | LoadDisconnectionType | NLRS_C_type_01
Pset_SwitchingDeviceTypeSwitchDisconnector | SwitchDisconnectorType | NLRS_C_type
Pset_SwitchingDeviceTypeToggleSwitch | IsIlluminated
Pset_SwitchingDeviceTypeToggleSwitch | Legend
Pset_SwitchingDeviceTypeToggleSwitch | SwitchActivation
Pset_SwitchingDeviceTypeToggleSwitch | SwitchUsage
Pset_SwitchingDeviceTypeToggleSwitch | ToggleSwitchType | NLRS_C_type
Pset_SystemFurnitureElementTypeCommon | Finishing | NLRS_C_materiaal_afwerking
Pset_SystemFurnitureElementTypeCommon | GroupCode | NLRS_C_code
Pset_SystemFurnitureElementTypeCommon | IsUsed
Pset_SystemFurnitureElementTypeCommon | NominalHeight | Height
Pset_SystemFurnitureElementTypeCommon | NominalHeight | NLRS_C_hoogte
Pset_SystemFurnitureElementTypeCommon | NominalWidth | Width
Pset_SystemFurnitureElementTypeCommon | NominalWidth | NLRS_C_breedte
Pset_SystemFurnitureElementTypePanel | FurniturePanelType
Pset_SystemFurnitureElementTypePanel | HasOpening
Pset_SystemFurnitureElementTypePanel | NominalThickness | NLRS_C_dikte
Pset_SystemFurnitureElementTypeWorkSurface | HangingHeight | NLRS_C_hoogte
Pset_SystemFurnitureElementTypeWorkSurface | NominalThickness | NLRS_C_dikte
Pset_SystemFurnitureElementTypeWorkSurface | ShapeDescription | NLRS_C_vorm
Pset_SystemFurnitureElementTypeWorkSurface | SupportType
Pset_SystemFurnitureElementTypeWorkSurface | UsePurpose
Pset_TankTypeCommon | AccessType | NLRS_C_type_01
Pset_TankTypeCommon | EffectiveCapacity
Pset_TankTypeCommon | Material | NLRS_C_materiaal
Pset_TankTypeCommon | MaterialThickness | NLRS_C_dikte
Pset_TankTypeCommon | NominalCapacity | NLRS_C_volume
Pset_TankTypeCommon | NominalDepth | NLRS_C_diepte
Pset_TankTypeCommon | NominalLengthOrDiameter | Length
Pset_TankTypeCommon | NominalLengthOrDiameter | Diameter
Pset_TankTypeCommon | NominalLengthOrDiameter | NLRS_C_lengte
Pset_TankTypeCommon | NominalLengthOrDiameter | NLRS_C_diameter
Pset_TankTypeCommon | NominalWidthOrDiameter | Diameter
Pset_TankTypeCommon | NominalWidthOrDiameter | Width
Pset_TankTypeCommon | NominalWidthOrDiameter | NLRS_C_diameter
Pset_TankTypeCommon | NominalWidthOrDiameter | NLRS_C_breedte
Pset_TankTypeCommon | OperatingWeight | NLRS_S_gewicht
Pset_TankTypeCommon | Type | NLRS_C_type
Pset_TransformerTypeCommon | MaximumApparentPower
Pset_TransformerTypeCommon | PrimaryApparentPower
Pset_TransformerTypeCommon | PrimaryCurrent
Pset_TransformerTypeCommon | PrimaryFrequency
Pset_TransformerTypeCommon | PrimaryVoltage | NLRS_E_spanning
Pset_TransformerTypeCommon | SecondaryApparentPower
Pset_TransformerTypeCommon | SecondaryCurrent
Pset_TransformerTypeCommon | SecondaryCurrentType
Pset_TransformerTypeCommon | SecondaryFrequency
Pset_TransformerTypeCommon | SecondaryVoltage
Pset_TransportElementCommon | FireExit | NLRS_C_vluchtweg
Pset_TransportElementCommon | Reference | Description
Pset_TransportElementCommon | Reference | NLRS_C_description
Pset_TransportElementElevator | ClearDepth | NLRS_C_diepte_netto
Pset_TransportElementElevator | ClearHeight | NLRS_C_hoogte_netto
Pset_TransportElementElevator | ClearWidth | 0
Pset_UnitaryEquipmentTypeAirConditioningUnit | CondenserEnteringTemperature
Pset_UnitaryEquipmentTypeAirConditioningUnit | CondenserFlowrate
Pset_UnitaryEquipmentTypeAirConditioningUnit | CondenserLeavingTemperature
Pset_UnitaryEquipmentTypeAirConditioningUnit | CoolingEfficiency
Pset_UnitaryEquipmentTypeAirConditioningUnit | HeatingCapacity | NLRS_M_afgifte_verwarming
Pset_UnitaryEquipmentTypeAirConditioningUnit | HeatingEfficiency
Pset_UnitaryEquipmentTypeAirConditioningUnit | LatentCoolingCapacity | NLRS_M_afgifte_koeling_01
Pset_UnitaryEquipmentTypeAirConditioningUnit | OutsideAirFlowrate
Pset_UnitaryEquipmentTypeAirConditioningUnit | SensibleCoolingCapacity | NLRS_M_afgifte_koeling
Pset_UnitaryEquipmentTypeAirHandler | AirHandlerConstruction
Pset_UnitaryEquipmentTypeAirHandler | AirHandlerFanCoilArrangement
Pset_UnitaryEquipmentTypeAirHandler | DualDeck
Pset_ValveTypeCommon | BodyMaterial | NLRS_C_materiaal
Pset_ValveTypeCommon | CloseOffRating
Pset_ValveTypeCommon | FlowCoefficient
Pset_ValveTypeCommon | OperatingMechanismMaterial | NLRS_C_materiaal_01
Pset_ValveTypeCommon | Size
Pset_ValveTypeCommon | TestPressure
Pset_ValveTypeCommon | ValveMechanism
Pset_ValveTypeCommon | ValveOperation
Pset_ValveTypeCommon | ValvePattern
Pset_ValveTypeCommon | WorkingPressure
Pset_WallCommon | AcousticRating | NLRS_C_geluidwering_Rw
Pset_WallCommon | Combustible | NLRS_C_brandbaar
Pset_WallCommon | Compartmentation | NLRS_C_compartimentering
Pset_WallCommon | ExtendToStructure | Top is Attached
Pset_WallCommon | FireRating | NLRS_C_brandwerendheid
Pset_WallCommon | IsExternal | NLRS_C_buiten
Pset_WallCommon | LoadBearing | NLRS_C_dragend
Pset_WallCommon | Reference | Description
Pset_WallCommon | Reference | NLRS_C_description
Pset_WallCommon | SurfaceSpreadOfFlame | NLRS_C_brandklasse_code
Pset_WallCommon | ThermalTransmittance | NLRS_B_Uwaarde
Pset_WasteTerminalTypeFloorTrap | BodyMaterial | NLRS_C_materiaal
Pset_WasteTerminalTypeFloorTrap | CoverLength | NLRS_C_lengte_01
Pset_WasteTerminalTypeFloorTrap | CoverMaterial | NLRS_C_materiaal_01
Pset_WasteTerminalTypeFloorTrap | CoverWidth | NLRS_C_breedte_01
Pset_WasteTerminalTypeFloorTrap | HasStrainer
Pset_WasteTerminalTypeFloorTrap | InletConnectionSize | NLRS_P_c01_diameter
Pset_WasteTerminalTypeFloorTrap | InletPatternType
Pset_WasteTerminalTypeFloorTrap | IsForSullageWater
Pset_WasteTerminalTypeFloorTrap | NominalBodyDepth | NLRS_C_diepte
Pset_WasteTerminalTypeFloorTrap | NominalBodyLength | Length
Pset_WasteTerminalTypeFloorTrap | NominalBodyLength | NLRS_C_lengte
Pset_WasteTerminalTypeFloorTrap | NominalBodyWidth | NLRS_C_breedte
Pset_WasteTerminalTypeFloorTrap | NominalBodyWidth | Width
Pset_WasteTerminalTypeFloorTrap | OutletConnectionSize | NLRS_P_c02_diameter
Pset_WasteTerminalTypeFloorTrap | SpilloverLevel
Pset_WasteTerminalTypeFloorTrap | TrapType | NLRS_C_type
Pset_WasteTerminalTypeFloorWaste | BodyMaterial | NLRS_C_materiaal
Pset_WasteTerminalTypeFloorWaste | CoverLength | NLRS_C_lengte_01
Pset_WasteTerminalTypeFloorWaste | CoverMaterial | NLRS_C_materiaal_01
Pset_WasteTerminalTypeFloorWaste | CoverWidth | NLRS_C_breedte_01
Pset_WasteTerminalTypeFloorWaste | NominalBodyDepth | NLRS_C_diepte
Pset_WasteTerminalTypeFloorWaste | NominalBodyLength | Length
Pset_WasteTerminalTypeFloorWaste | NominalBodyLength | NLRS_C_lengte
Pset_WasteTerminalTypeFloorWaste | NominalBodyWidth | NLRS_C_breedte
Pset_WasteTerminalTypeFloorWaste | NominalBodyWidth | Width
Pset_WasteTerminalTypeFloorWaste | OutletConnectionSize | NLRS_P_c02_diameter
Pset_WasteTerminalTypeGreaseInterceptor | BodyDepth | NLRS_C_diepte
Pset_WasteTerminalTypeGreaseInterceptor | CoverLength | NLRS_C_lengte_01
Pset_WasteTerminalTypeGreaseInterceptor | CoverMaterial | NLRS_C_materiaal_01
Pset_WasteTerminalTypeGreaseInterceptor | CoverWidth | NLRS_C_breedte_01
Pset_WasteTerminalTypeGreaseInterceptor | InletConnectionSize | NLRS_P_c01_diameter
Pset_WasteTerminalTypeGreaseInterceptor | NominalBodyLength | Length
Pset_WasteTerminalTypeGreaseInterceptor | NominalBodyLength | NLRS_C_lengte
Pset_WasteTerminalTypeGreaseInterceptor | NominalBodyMaterial | NLRS_C_materiaal
Pset_WasteTerminalTypeGreaseInterceptor | NominalBodyWidth | NLRS_C_breedte
Pset_WasteTerminalTypeGreaseInterceptor | NominalBodyWidth | Width
Pset_WasteTerminalTypeGreaseInterceptor | OutletConnectionSize | NLRS_P_c02_diameter
Pset_WasteTerminalTypeGreaseInterceptor | StrainerDepth | NLRS_C_diepte_02
Pset_WasteTerminalTypeGreaseInterceptor | StrainerDiameter | NLRS_C_diameter_02
Pset_WasteTerminalTypeGreaseInterceptor | StrainerMaterial | NLRS_C_materiaal_02
Pset_WasteTerminalTypeGullySump | BackInletPatternType
Pset_WasteTerminalTypeGullySump | CoverLength | NLRS_C_lengte_01
Pset_WasteTerminalTypeGullySump | CoverMaterial | NLRS_C_materiaal_01
Pset_WasteTerminalTypeGullySump | CoverWidth | NLRS_C_breedte_01
Pset_WasteTerminalTypeGullySump | GullyType | NLRS_C_type
Pset_WasteTerminalTypeGullySump | InletConnectionSize | NLRS_P_c01_diameter
Pset_WasteTerminalTypeGullySump | NominalSumpDepth | NLRS_C_diepte
Pset_WasteTerminalTypeGullySump | NominalSumpLength | NLRS_C_lengte
Pset_WasteTerminalTypeGullySump | NominalSumpWidth | Width
Pset_WasteTerminalTypeGullySump | NominalSumpWidth | NLRS_C_breedte
Pset_WasteTerminalTypeGullySump | OutletConnectionSize | NLRS_P_c02_diameter
Pset_WasteTerminalTypeGullySump | SumpMaterial | NLRS_C_materiaal
Pset_WasteTerminalTypeGullySump | TrapType | NLRS_C_type_02
Pset_WasteTerminalTypeGullyTrap | BackInletPatternType
Pset_WasteTerminalTypeGullyTrap | BodyMaterial | NLRS_C_materiaal
Pset_WasteTerminalTypeGullyTrap | CoverLength | NLRS_C_lengte_01
Pset_WasteTerminalTypeGullyTrap | CoverMaterial | NLRS_C_materiaal_01
Pset_WasteTerminalTypeGullyTrap | CoverWidth | NLRS_C_breedte_01
Pset_WasteTerminalTypeGullyTrap | GullyType | NLRS_C_type
Pset_WasteTerminalTypeGullyTrap | HasStrainer
Pset_WasteTerminalTypeGullyTrap | InletConnectionSize | NLRS_P_c01_diameter
Pset_WasteTerminalTypeGullyTrap | NominalBodyDepth | NLRS_C_diepte
Pset_WasteTerminalTypeGullyTrap | NominalBodyLength | Length
Pset_WasteTerminalTypeGullyTrap | NominalBodyLength | NLRS_C_lengte
Pset_WasteTerminalTypeGullyTrap | NominalBodyWidth | NLRS_C_breedte
Pset_WasteTerminalTypeGullyTrap | NominalBodyWidth | Width
Pset_WasteTerminalTypeGullyTrap | OutletConnectionSize | NLRS_P_c02_diameter
Pset_WasteTerminalTypeGullyTrap | TrapType | NLRS_C_type_02
Pset_WasteTerminalTypeOilInterceptor | BodyMaterial | NLRS_C_materiaal
Pset_WasteTerminalTypeOilInterceptor | CoverLength | NLRS_C_lengte_01
Pset_WasteTerminalTypeOilInterceptor | CoverMaterial | NLRS_C_materiaal_01
Pset_WasteTerminalTypeOilInterceptor | CoverWidth | NLRS_C_breedte_01
Pset_WasteTerminalTypeOilInterceptor | InletConnectionSize | NLRS_P_c01_diameter
Pset_WasteTerminalTypeOilInterceptor | NominalBodyDepth | NLRS_C_diepte
Pset_WasteTerminalTypeOilInterceptor | NominalBodyLength | Length
Pset_WasteTerminalTypeOilInterceptor | NominalBodyLength | NLRS_C_lengte
Pset_WasteTerminalTypeOilInterceptor | NominalBodyWidth | NLRS_C_breedte
Pset_WasteTerminalTypeOilInterceptor | NominalBodyWidth | Width
Pset_WasteTerminalTypeOilInterceptor | OutletConnectionSize | NLRS_P_c02_diameter
Pset_WasteTerminalTypePetrolInterceptor | BodyMaterial | NLRS_C_materiaal
Pset_WasteTerminalTypePetrolInterceptor | CoverLength | NLRS_C_lengte_01
Pset_WasteTerminalTypePetrolInterceptor | CoverMaterial | NLRS_C_materiaal_01
Pset_WasteTerminalTypePetrolInterceptor | CoverWidth | NLRS_C_breedte_01
Pset_WasteTerminalTypePetrolInterceptor | InletConnectionSize | NLRS_P_c01_diameter
Pset_WasteTerminalTypePetrolInterceptor | NominalBodyDepth | NLRS_C_diepte
Pset_WasteTerminalTypePetrolInterceptor | NominalBodyLength | Length
Pset_WasteTerminalTypePetrolInterceptor | NominalBodyLength | NLRS_C_lengte
Pset_WasteTerminalTypePetrolInterceptor | NominalBodyWidth | NLRS_C_breedte
Pset_WasteTerminalTypePetrolInterceptor | NominalBodyWidth | Width
Pset_WasteTerminalTypePetrolInterceptor | OutletConnectionSize | NLRS_P_c02_diameter
Pset_WasteTerminalTypePetrolInterceptor | VentilatingPipeSize
Pset_WasteTerminalTypeRoofDrain | BodyMaterial | NLRS_C_materiaal
Pset_WasteTerminalTypeRoofDrain | CoverLength | NLRS_C_lengte_01
Pset_WasteTerminalTypeRoofDrain | CoverMaterial | NLRS_C_materiaal_01
Pset_WasteTerminalTypeRoofDrain | CoverWidth | NLRS_C_breedte_01
Pset_WasteTerminalTypeRoofDrain | NominalBodyDepth | NLRS_C_diepte
Pset_WasteTerminalTypeRoofDrain | NominalBodyLength | Length
Pset_WasteTerminalTypeRoofDrain | NominalBodyLength | NLRS_C_lengte
Pset_WasteTerminalTypeRoofDrain | NominalBodyWidth | NLRS_C_breedte
Pset_WasteTerminalTypeRoofDrain | NominalBodyWidth | Width
Pset_WasteTerminalTypeRoofDrain | OutletConnectionSize | NLRS_P_c02_diameter
Pset_WasteTerminalTypeWasteDisposalUnit | DrainConnectionSize | NLRS_P_c01_diameter
Pset_WasteTerminalTypeWasteDisposalUnit | NominalDepth | NLRS_C_diepte
Pset_WasteTerminalTypeWasteDisposalUnit | OutletConnectionSize | NLRS_P_c02_diameter
Pset_WasteTerminalTypeWasteTrap | InletConnectionSize | NLRS_P_c01_diameter
Pset_WasteTerminalTypeWasteTrap | OutletConnectionSize | NLRS_P_c02_diameter
Pset_WasteTerminalTypeWasteTrap | WasteTrapType
Pset_WindowCommon | AcousticRating | NLRS_C_geluidwering_Rw
Pset_WindowCommon | FireRating | NLRS_C_brandwerendheid
Pset_WindowCommon | GlazingAreaFraction | NLRS_C_glaspercentage
Pset_WindowCommon | Infiltration | NLRS_C_infiltratie
Pset_WindowCommon | IsExternal | NLRS_C_buiten
Pset_WindowCommon | Reference | Description
Pset_WindowCommon | Reference | NLRS_C_description
Pset_WindowCommon | SecurityRating | NLRS_C_code_PKVW
Pset_WindowCommon | SmokeStop | NLRS_C_rookwerend
Pset_WindowCommon | ThermalTransmittance | NLRS_B_Uwaarde
Pset_ZoneCommon | Category
Pset_ZoneCommon | GrossAreaPlanned | NLRS_C_eis_oppervlakte_bruto
Pset_ZoneCommon | HandicapAccessible | NLRS_C_toegankelijk
Pset_ZoneCommon | NetAreaPlanned | NLRS_C_eis_oppervlakte_netto
Pset_ZoneCommon | PubliclyAccessible | NLRS_C_publiek
Pset_ZoneCommon | Reference | Description
Pset_ZoneCommon | Reference | NLRS_C_description

## IfcParameterMapping_IFC4
# Dit is de ParameterMappingTable. Kopieer deze tekst in een leeg txt bestand om een bestand te maken wat in Revit ingelezen kan worden
# Deze tabel mapt de NLRS parameters (of Revit Built-In parameters) aan de Common Property Sets in IFC. Indien geen mapping beschikbaar is, is de regel leeg gelaten
# Parameters die u niet wilt mappen kunt u uitschakelen door aan het begin van de regel een # te plaatsen
# PSet <tab> IFC Property <tab> Revit parameter
# IFC 4
# NLRS 3.1.1
# -----------------------------------------------------
#PropertySet | IFC Property | Revit Parameter
Pset_ActuatorTypeCommon | Application
Pset_ActuatorTypeCommon | FailPosition
Pset_ActuatorTypeCommon | ManualOverride
Pset_ActuatorTypeCommon | Reference | Description
Pset_ActuatorTypeCommon | Reference | NLRS_C_description
Pset_ActuatorTypeCommon | Status | NLRS_C_status
Pset_ActuatorTypeElectricActuator | ActuatorInputPower
Pset_ActuatorTypeElectricActuator | ElectricActuatorType | NLRS_C_type
Pset_ActuatorTypeHydraulicActuator | InputFlowrate
Pset_ActuatorTypeHydraulicActuator | InputPressure
Pset_ActuatorTypeLinearActuation | Force
Pset_ActuatorTypeLinearActuation | Stroke
Pset_ActuatorTypePneumaticActuator | InputFlowrate
Pset_ActuatorTypePneumaticActuator | InputPressure
Pset_ActuatorTypeRotationalActuation | RangeAngle
Pset_ActuatorTypeRotationalActuation | Torque
Pset_AirTerminalBoxTypeCommon | Reference | Description
Pset_AirTerminalBoxTypeCommon | Reference | NLRS_C_description
Pset_AirTerminalBoxTypeCommon | AirflowRateRange
Pset_AirTerminalBoxTypeCommon | AirPressureRange
Pset_AirTerminalBoxTypeCommon | ArrangementType | NLRS_C_type
Pset_AirTerminalBoxTypeCommon | HasFan
Pset_AirTerminalBoxTypeCommon | HasReturnAir
Pset_AirTerminalBoxTypeCommon | HasSoundAttenuator
Pset_AirTerminalBoxTypeCommon | HousingThickness | NLRS_C_dikte_01
Pset_AirTerminalBoxTypeCommon | NominalAirFlowRate
Pset_AirTerminalBoxTypeCommon | NominalDamperDiameter | NLRS_C_diameter_01
Pset_AirTerminalBoxTypeCommon | NominalInletAirPressure
Pset_AirTerminalBoxTypeCommon | OperationTemperatureRange
Pset_AirTerminalBoxTypeCommon | ReheatType | NLRS_C_type
Pset_AirTerminalBoxTypeCommon | ReturnAirFractionRange
Pset_AirTerminalBoxTypeCommon | Status | NLRS_C_status
Pset_AirTerminalOccurrence | AirFlowRate
Pset_AirTerminalOccurrence | AirflowType | NLRS_C_type
Pset_AirTerminalOccurrence | Location
Pset_AirTerminalTypeCommon | Reference | Description
Pset_AirTerminalTypeCommon | Reference | NLRS_C_description
Pset_AirTerminalTypeCommon | AirDiffusionPerformanceIndex
Pset_AirTerminalTypeCommon | AirFlowrateRange
Pset_AirTerminalTypeCommon | AirFlowrateVersusFlowControlElement
Pset_AirTerminalTypeCommon | CoreSetHorizontal
Pset_AirTerminalTypeCommon | CoreSetVertical
Pset_AirTerminalTypeCommon | CoreType | NLRS_C_type
Pset_AirTerminalTypeCommon | DischargeDirection
Pset_SolarDeviceTypeCommon | ActiveCellSurfaceAreaFraction
Pset_AirTerminalTypeCommon | FaceType | NLRS_C_type
Pset_AirTerminalTypeCommon | FinishColor | NLRS_C_materiaal_kleur
Pset_AirTerminalTypeCommon | FinishType | NLRS_C_type
Pset_AirTerminalTypeCommon | FlowControlType | NLRS_C_type
Pset_AirTerminalTypeCommon | FlowPattern
Pset_AirTerminalTypeCommon | HasIntegralControl
Pset_AirTerminalTypeCommon | HasSoundAttenuator
Pset_AirTerminalTypeCommon | HasThermalInsulation | NLRS_C_geisoleerd
Pset_AirTerminalTypeCommon | MountingType | NLRS_C_montage
Pset_SpaceOccupancyRequirements | AreaPerOccupant
Pset_AirTerminalTypeCommon | NumberOfSlots
Pset_AirTerminalTypeCommon | Shape | NLRS_C_vorm
Pset_AirTerminalTypeCommon | SlotLength | NLRS_C_lengte_01
Pset_AirTerminalTypeCommon | Status | NLRS_C_status
Pset_AirTerminalTypeCommon | TemperatureRange
Pset_AirTerminalTypeCommon | ThrowLength | NLRS_C_lengte_02
Pset_AirTerminalTypeCommon | SlotWidth | NLRS_C_breedte_01
Pset_AirToAirHeatRecoveryTypeCommon | Reference | Description
Pset_AirToAirHeatRecoveryTypeCommon | Reference | NLRS_C_description
Pset_AirToAirHeatRecoveryTypeCommon | HasDefrost
Pset_AirToAirHeatRecoveryTypeCommon | HeatTransferType | NLRS_C_type
Pset_AirToAirHeatRecoveryTypeCommon | OperationalTemperatureRange
Pset_AirToAirHeatRecoveryTypeCommon | PrimaryAirflowRateRange
Pset_AirToAirHeatRecoveryTypeCommon | SecondaryAirflowRateRange
Pset_AirToAirHeatRecoveryTypeCommon | Status | NLRS_C_status
Pset_AudioVisualApplianceTypeAmplifier | AmplifierType | NLRS_C_type
Pset_AudioVisualApplianceTypeAmplifier | AudioAmplification
Pset_AudioVisualApplianceTypeAmplifier | AudioMode
Pset_AudioVisualApplianceTypeCamera | CameraType | NLRS_C_type
Pset_AudioVisualApplianceTypeCamera | IsOutdoors
Pset_AudioVisualApplianceTypeCamera | PanHorizontal
Pset_AudioVisualApplianceTypeCamera | PanTiltZoomPreset
Pset_AudioVisualApplianceTypeCamera | PanVertical
Pset_AudioVisualApplianceTypeCamera | TiltHorizontal
Pset_AudioVisualApplianceTypeCamera | TiltVertical
Pset_AudioVisualApplianceTypeCamera | VideoCaptureInterval
Pset_AudioVisualApplianceTypeCamera | VideoResolutionHeight
Pset_AudioVisualApplianceTypeCamera | VideoResolutionMode
Pset_AudioVisualApplianceTypeCamera | VideoResolutionWidth
Pset_AudioVisualApplianceTypeCamera | Zoom
Pset_AudioVisualApplianceTypeDisplay | AudioMode
Pset_AudioVisualApplianceTypeDisplay | Brightness
Pset_AudioVisualApplianceTypeDisplay | ContrastRatio
Pset_AudioVisualApplianceTypeDisplay | DisplayHeight | NLRS_C_hoogte
Pset_AudioVisualApplianceTypeDisplay | DisplayType | NLRS_C_type
Pset_AudioVisualApplianceTypeDisplay | DisplayWidth | NLRS_C_breedte
Pset_AudioVisualApplianceTypeDisplay | NominalSize
Pset_AudioVisualApplianceTypeDisplay | RefreshRate
Pset_AudioVisualApplianceTypeDisplay | TouchScreen
Pset_AudioVisualApplianceTypeDisplay | VideoCaptionMode
Pset_AudioVisualApplianceTypeDisplay | VideoResolutionHeight
Pset_AudioVisualApplianceTypeDisplay | VideoResolutionMode
Pset_AudioVisualApplianceTypeDisplay | VideoScaleMode
Pset_AudioVisualApplianceTypeDisplay | VideoResolutionWidth
Pset_AudioVisualApplianceTypePlayer | PlayerMediaEject
Pset_AudioVisualApplianceTypePlayer | PlayerMediaFormat
Pset_AudioVisualApplianceTypePlayer | PlayerType | NLRS_C_type
Pset_AudioVisualApplianceTypeProjector | ProjectorType | NLRS_C_type
Pset_AudioVisualApplianceTypeProjector | VideoCaptionMode
Pset_AudioVisualApplianceTypeProjector | VideoResolutionHeight
Pset_AudioVisualApplianceTypeProjector | VideoResolutionMode
Pset_AudioVisualApplianceTypeProjector | VideoScaleMode
Pset_AudioVisualApplianceTypeProjector | VideoResolutionWidth
Pset_AudioVisualApplianceTypeReceiver | AudioAmplification
Pset_AudioVisualApplianceTypeReceiver | AudioMode
Pset_AudioVisualApplianceTypeReceiver | ReceiverType | NLRS_C_type
Pset_AudioVisualApplianceTypeSpeaker | FrequencyResponse
Pset_AudioVisualApplianceTypeSpeaker | Impedence
Pset_AudioVisualApplianceTypeSpeaker | SpeakerDriverSize
Pset_AudioVisualApplianceTypeSpeaker | SpeakerMounting | NLRS_C_montage
Pset_AudioVisualApplianceTypeSpeaker | SpeakerType | NLRS_C_type
Pset_AudioVisualApplianceTypeTuner | TunerChannel
Pset_AudioVisualApplianceTypeTuner | TunerFrequency
Pset_AudioVisualApplianceTypeTuner | TunerMode
Pset_AudioVisualApplianceTypeTuner | TunerType | NLRS_C_type
Pset_BeamCommon | Reference | Description
Pset_BeamCommon | Reference | NLRS_C_description
Pset_BeamCommon | FireRating | Fire Rating
Pset_BeamCommon | FireRating | NLRS_C_brandwerendheid
Pset_BeamCommon | IsExternal | NLRS_C_buiten
Pset_BeamCommon | LoadBearing | NLRS_C_dragend
Pset_BeamCommon | Roll
Pset_BeamCommon | Slope | NLRS_C_helling
Pset_BeamCommon | Span | NLRS_C_lengte
Pset_BeamCommon | Status | NLRS_C_status
Pset_BeamCommon | ThermalTransmittance | NLRS_B_Uwaarde
Pset_BoilerTypeCommon | Reference | Description
Pset_BoilerTypeCommon | Reference | NLRS_C_description
Pset_BoilerTypeCommon | EnergySource
Pset_SpaceThermalDesign | BoundaryAreaHeatLoss
Pset_BoilerTypeCommon | IsWaterStorageHeater
Pset_BoilerTypeCommon | NominalEnergyConsumption
Pset_BoilerTypeCommon | NominalPartLoadRatio
Pset_BoilerTypeCommon | OperatingMode
Pset_BoilerTypeCommon | OutletTemperatureRange
Pset_BoilerTypeCommon | PartialLoadEfficiencyCurves
Pset_BoilerTypeCommon | PressureRating
Pset_BoilerTypeCommon | Status | NLRS_C_status
Pset_BoilerTypeCommon | WaterInletTemperatureRange
Pset_BoilerTypeCommon | WaterStorageCapacity
Pset_BoilerTypeSteam | HeatOutput
Pset_BoilerTypeSteam | MaximumOutletPressure
Pset_BoilerTypeSteam | NominalEfficiency
Pset_BoilerTypeWater | HeatOutput
Pset_BoilerTypeWater | NominalEfficiency
Pset_BuildingCommon | Reference | Description
Pset_BuildingCommon | Reference | NLRS_C_description
Pset_BuildingCommon | BuildingID
Pset_BuildingCommon | ConstructionMethod
Pset_BuildingCommon | FireProtectionClass
Pset_SiteCommon | BuildableArea | NLRS_C_eis_oppervlak_bouwbaar
Pset_BuildingCommon | IsLandmarked
Pset_BuildingCommon | IsPermanentID
Pset_CoilTypeHydronic | CoilFaceArea
Pset_BuildingCommon | NumberOfStoreys
Pset_BuildingCommon | OccupancyType | NLRS_C_type
Pset_BuildingCommon | SprinklerProtection | NLRS_C_sprinkler
Pset_BuildingCommon | SprinklerProtectionAutomatic | NLRS_C_sprinkler_automatisch
Pset_BuildingCommon | YearOfConstruction
Pset_BuildingCommon | YearOfLastRefurbishment
Pset_BuildingElementProxyCommon | FireRating | Fire Rating
Pset_BuildingElementProxyCommon | Reference | Description
Pset_BuildingElementProxyCommon | Reference | NLRS_C_description
Pset_BuildingElementProxyCommon | FireRating | NLRS_C_brandwerendheid
Pset_BuildingElementProxyCommon | IsExternal | NLRS_C_buiten
Pset_BuildingElementProxyCommon | LoadBearing | NLRS_C_dragend
Pset_BuildingElementProxyCommon | Status | NLRS_C_status
Pset_BuildingElementProxyCommon | ThermalTransmittance | NLRS_B_Uwaarde
Pset_BuildingElementProxyProvisionForVoid | Diameter | Diameter
Pset_BuildingElementProxyProvisionForVoid | Diameter | Diameter
Pset_BuildingElementProxyProvisionForVoid | Height | Height
Pset_BuildingElementProxyProvisionForVoid | Height | NLRS_C_hoogte
Pset_BuildingElementProxyProvisionForVoid | Shape | NLRS_C_vorm
Pset_BuildingElementProxyProvisionForVoid | System
Pset_BuildingElementProxyProvisionForVoid | Width | NLRS_C_breedte
Pset_BuildingElementProxyProvisionForVoid | Width | Width
Pset_BuildingElementProxyProvisionForVoid | Depth | NLRS_C_diepte
Pset_BuildingElementProxyProvisionForVoid | Depth | Depth
Pset_BuildingStoreyCommon | Reference | Description
Pset_BuildingStoreyCommon | Reference | NLRS_C_description
Pset_BuildingStoreyCommon | AboveGround
Pset_BuildingStoreyCommon | EntranceLevel
Pset_FireSuppressionTerminalTypeSprinkler | CoverageArea | NLRS_C_oppervlakte_01
Pset_BuildingStoreyCommon | LoadBearingCapacity
Pset_SensorTypeGasSensor | CoverageArea | NLRS_C_oppervlakte_01
Pset_BuildingStoreyCommon | SprinklerProtection
Pset_BuildingStoreyCommon | SprinklerProtectionAutomatic | NLRS_C_sprinkler_automatisch
Pset_BurnerTypeCommon | Reference | Description
Pset_BurnerTypeCommon | Reference | NLRS_C_description
Pset_BurnerTypeCommon | EnergySource
Pset_BurnerTypeCommon | Status | NLRS_C_status
Pset_CableCarrierSegmentTypeCableLadderSegment | LadderConfiguration
Pset_CableCarrierSegmentTypeCableLadderSegment | NominalHeight | NLRS_C_hoogte
Pset_CableCarrierSegmentTypeCableLadderSegment | NominalHeight | Height
Pset_CableCarrierSegmentTypeCableLadderSegment | NominalWidth | NLRS_C_breedte
Pset_CableCarrierSegmentTypeCableLadderSegment | NominalWidth | Width
Pset_CableCarrierSegmentTypeCableTraySegment | HasCover
Pset_CableCarrierSegmentTypeCableTraySegment | NominalHeight | NLRS_C_hoogte
Pset_CableCarrierSegmentTypeCableTraySegment | NominalHeight | Height
Pset_CableCarrierSegmentTypeCableTraySegment | NominalWidth | NLRS_C_breedte
Pset_CableCarrierSegmentTypeCableTraySegment | NominalWidth | Width
Pset_CableCarrierSegmentTypeCableTrunkingSegment | NominalHeight | NLRS_C_hoogte
Pset_CableCarrierSegmentTypeCableTrunkingSegment | NominalHeight | Height
Pset_CableCarrierSegmentTypeCableTrunkingSegment | NominalWidth | NLRS_C_breedte
Pset_CableCarrierSegmentTypeCableTrunkingSegment | NominalWidth | Width
Pset_CableCarrierSegmentTypeCableTrunkingSegment | NumberOfCompartments
Pset_CableCarrierSegmentTypeCommon | Reference | Description
Pset_CableCarrierSegmentTypeCommon | Reference | NLRS_C_description
Pset_CableCarrierSegmentTypeCommon | Status | NLRS_C_status
Pset_CableCarrierSegmentTypeConduitSegment | ConduitShapeType | NLRS_C_vorm
Pset_CableCarrierSegmentTypeConduitSegment | IsRigid
Pset_CableCarrierSegmentTypeConduitSegment | NominalHeight | NLRS_C_hoogte
Pset_CableCarrierSegmentTypeConduitSegment | NominalHeight | Height
Pset_CableCarrierSegmentTypeConduitSegment | NominalWidth | NLRS_C_breedte
Pset_CableCarrierSegmentTypeConduitSegment | NominalWidth | Width
Pset_CableSegmentTypeBusBarSegment | IsHorizontalBusbar
Pset_CableSegmentTypeCableSegment | FunctionReliable
Pset_CableSegmentTypeCableSegment | HalogenProof
Pset_CableSegmentTypeCableSegment | HasProtectiveEarth
Pset_CableSegmentTypeCableSegment | MaximumOperatingTemperature
Pset_CableSegmentTypeCableSegment | MaximumShortCircuitTemperature
Pset_CableSegmentTypeCableSegment | NumberOfCores
Pset_CableSegmentTypeCableSegment | RatedTemperature
Pset_CableSegmentTypeCableSegment | RatedVoltage
Pset_CableSegmentTypeCableSegment | ScreenDiameter | NLRS_C_diameter_01
Pset_CableSegmentTypeCableSegment | SelfExtinguishing60332
Pset_CableSegmentTypeCableSegment | SelfExtinguishing60332
Pset_CableSegmentTypeCableSegment | SpecialConstruction
Pset_CableSegmentTypeCableSegment | Standard
Pset_CableSegmentTypeCableSegment | Weight | NLRS_C_gewicht
Pset_CableSegmentTypeCableSegment | OverallDiameter | Diameter
Pset_CableSegmentTypeCableSegment | OverallDiameter | NLRS_C_diameter
Pset_CableSegmentTypeConductorSegment | Construction
Pset_SensorTypeHeatSensor | CoverageArea | NLRS_C_oppervlakte_01
Pset_CableSegmentTypeConductorSegment | Function
Pset_CableSegmentTypeConductorSegment | Material | NLRS_C_materiaal
Pset_CableSegmentTypeConductorSegment | Shape | NLRS_C_vorm
Pset_CableSegmentTypeCoreSegment | CoreIdentifier
Pset_CableSegmentTypeCoreSegment | FunctionReliable
Pset_CableSegmentTypeCoreSegment | HalogenProof
Pset_CableSegmentTypeCoreSegment | RatedTemperature
Pset_CableSegmentTypeCoreSegment | RatedVoltage
Pset_CableSegmentTypeCoreSegment | ScreenDiameter | NLRS_C_diameter_01
Pset_CableSegmentTypeCoreSegment | SelfExtinguishing60332
Pset_CableSegmentTypeCoreSegment | SelfExtinguishing60332
Pset_CableSegmentTypeCoreSegment | SheathColors | NLRS_C_materiaal_01
Pset_CableSegmentTypeCoreSegment | Standard
Pset_CableSegmentTypeCoreSegment | Weight | NLRS_C_gewicht
Pset_CableSegmentTypeCoreSegment | OverallDiameter | Diameter
Pset_CableSegmentTypeCoreSegment | OverallDiameter | NLRS_C_diameter
Pset_ChillerTypeCommon | Reference | Description
Pset_ChillerTypeCommon | Reference | NLRS_C_description
Pset_ChillerTypeCommon | CapacityCurve
Pset_ChillerTypeCommon | CoefficientOfPerformanceCurve
Pset_ChillerTypeCommon | FullLoadRatioCurve
Pset_ChillerTypeCommon | NominalCapacity
Pset_ChillerTypeCommon | NominalCondensingTemperature
Pset_ChillerTypeCommon | NominalEfficiency
Pset_ChillerTypeCommon | NominalEvaporatingTemperature
Pset_ChillerTypeCommon | NominalHeatRejectionRate
Pset_ChillerTypeCommon | NominalPowerConsumption
Pset_ChillerTypeCommon | Status | NLRS_C_status
Pset_ChimneyCommon | FireRating | Fire Rating
Pset_ChimneyCommon | Reference | Description
Pset_ChimneyCommon | Reference | NLRS_C_description
Pset_ChimneyCommon | FireRating | NLRS_C_brandwerendheid
Pset_ChimneyCommon | IsExternal | NLRS_C_buiten
Pset_ChimneyCommon | LoadBearing | NLRS_C_dragend
Pset_ChimneyCommon | NumberOfDrafts
Pset_ChimneyCommon | Status | NLRS_C_status
Pset_ChimneyCommon | ThermalTransmittance | NLRS_B_Uwaarde
Pset_CoilOccurrence | HasSoundAttenuation
Pset_CoilTypeCommon | Reference | Description
Pset_CoilTypeCommon | Reference | NLRS_C_description
Pset_CoilTypeCommon | AirflowRateRange
Pset_CoilTypeCommon | NominalLatentCapacity
Pset_CoilTypeCommon | NominalSensibleCapacity
Pset_CoilTypeCommon | NominalUA
Pset_CoilTypeCommon | OperationalTemperatureRange
Pset_CoilTypeCommon | PlacementType | NLRS_C_type
Pset_CoilTypeCommon | Status | NLRS_C_status
Pset_CoilTypeHydronic | BypassFactor
Pset_CoilTypeHydronic | CoilConnectionDirection
Pset_CoilTypeHydronic | CoilCoolant
Pset_SensorTypeSmokeSensor | CoverageArea | NLRS_C_oppervlakte_01
Pset_CoilTypeHydronic | CoilFluidArrangement
Pset_CoilTypeHydronic | FluidPressureRange
Pset_CableSegmentTypeConductorSegment | CrossSectionalArea
Pset_AirTerminalTypeCommon | EffectiveArea
Pset_CondenserTypeCommon | ExternalSurfaceArea | NLRS_C_schiloppervlak
Pset_CoilTypeHydronic | SensibleHeatRatio
Pset_CoilTypeHydronic | TotalUACurves
Pset_CoilTypeHydronic | WaterPressureDropCurve
Pset_CoilTypeHydronic | WetCoilFraction
Pset_ColumnCommon | FireRating | Fire Rating
Pset_ColumnCommon | Reference | Description
Pset_ColumnCommon | Reference | NLRS_C_description
Pset_ColumnCommon | FireRating | NLRS_C_brandwerendheid
Pset_ColumnCommon | IsExternal | NLRS_C_buiten
Pset_ColumnCommon | LoadBearing | NLRS_C_dragend
Pset_ColumnCommon | Roll
Pset_ColumnCommon | Slope | NLRS_C_helling
Pset_ColumnCommon | Status | NLRS_C_status
Pset_ColumnCommon | ThermalTransmittance | NLRS_B_Uwaarde
Pset_CommunicationsApplianceTypeCommon | Reference | Description
Pset_CommunicationsApplianceTypeCommon | Reference | NLRS_C_description
Pset_CommunicationsApplianceTypeCommon | Status | NLRS_C_status
Pset_CompressorTypeCommon | Reference | Description
Pset_CompressorTypeCommon | Reference | NLRS_C_description
Pset_CompressorTypeCommon | CompressorSpeed
Pset_CompressorTypeCommon | HasHotGasBypass
Pset_CompressorTypeCommon | IdealCapacity
Pset_CompressorTypeCommon | IdealShaftPower
Pset_CompressorTypeCommon | ImpellerDiameter | NLRS_C_diameter_01
Pset_CompressorTypeCommon | MaximumPartLoadRatio
Pset_CompressorTypeCommon | MinimumPartLoadRatio
Pset_CompressorTypeCommon | NominalCapacity
Pset_CompressorTypeCommon | PowerSource
Pset_CompressorTypeCommon | RefrigerantClass
Pset_CompressorTypeCommon | Status | NLRS_C_status
Pset_CondenserTypeCommon | Reference | Description
Pset_CondenserTypeCommon | Reference | NLRS_C_description
Pset_EvaporatorTypeCommon | ExternalSurfaceArea | NLRS_C_schiloppervlak
Pset_CondenserTypeCommon | InternalRefrigerantVolume | NLRS_C_volume_02
Pset_DamperTypeCommon | FaceArea | NLRS_C_schiloppervlak
Pset_CondenserTypeCommon | InternalWaterVolume | NLRS_C_volume_01
Pset_FilterTypeAirParticleFilter | FaceSurfaceArea
Pset_CondenserTypeCommon | NominalHeatTransferCoefficient
Pset_CondenserTypeCommon | RefrigerantClass
Pset_CondenserTypeCommon | Status | NLRS_C_status
Pset_ControllerTypeCommon | Reference | Description
Pset_ControllerTypeCommon | Reference | NLRS_C_description
Pset_ControllerTypeCommon | Status | NLRS_C_status
Pset_ControllerTypeFloating | ControlType | NLRS_C_type
Pset_ControllerTypeFloating | Labels
Pset_ControllerTypeFloating | Range
Pset_ControllerTypeFloating | SignalFactor
Pset_ControllerTypeFloating | SignalOffset
Pset_ControllerTypeFloating | SignalTime
Pset_ControllerTypeFloating | Value
Pset_ControllerTypeMultiPosition | ControlType | NLRS_C_type
Pset_ControllerTypeMultiPosition | Labels
Pset_ControllerTypeMultiPosition | Range
Pset_ControllerTypeMultiPosition | Value
Pset_ControllerTypeProgrammable | Application
Pset_ControllerTypeProgrammable | ControlType | NLRS_C_type
Pset_ControllerTypeProgrammable | FirmwareVersion
Pset_ControllerTypeProgrammable | SoftwareVersion
Pset_ControllerTypeTwoPosition | ControlType | NLRS_C_type
Pset_ControllerTypeTwoPosition | Labels
Pset_ControllerTypeTwoPosition | Polarity
Pset_ControllerTypeTwoPosition | Value
Pset_CooledBeamTypeCommon | Reference | Description
Pset_CooledBeamTypeCommon | Reference | NLRS_C_description
Pset_CooledBeamTypeCommon | CoilLength | NLRS_C_lengte_01
Pset_CooledBeamTypeCommon | CoilWidth | NLRS_C_breedte_01
Pset_CooledBeamTypeCommon | FinishColor | NLRS_C_materiaal_kleur
Pset_CooledBeamTypeCommon | IntegratedLightingType | NLRS_C_type
Pset_CooledBeamTypeCommon | IsFreeHanging
Pset_CooledBeamTypeCommon | NominalCoolingCapacity | NLRS_M_afgifte_koeling
Pset_CooledBeamTypeCommon | NominalHeatingCapacity | NLRS_M_afgifte_verwarming
Pset_CooledBeamTypeCommon | NominalReturnWaterTemperatureCooling
Pset_CooledBeamTypeCommon | NominalReturnWaterTemperatureHeating
Pset_CooledBeamTypeCommon | NominalSupplyWaterTemperatureCooling
Pset_CooledBeamTypeCommon | NominalSupplyWaterTemperatureHeating
Pset_CooledBeamTypeCommon | NominalSurroundingHumidityCooling
Pset_CooledBeamTypeCommon | NominalSurroundingTemperatureCooling
Pset_CooledBeamTypeCommon | NominalSurroundingTemperatureHeating
Pset_CooledBeamTypeCommon | NominalWaterFlowCooling
Pset_CooledBeamTypeCommon | NominalWaterFlowHeating
Pset_CooledBeamTypeCommon | PipeConnection
Pset_CooledBeamTypeCommon | Status | NLRS_C_status
Pset_CooledBeamTypeCommon | WaterFlowControlSystemType | NLRS_C_type
Pset_CooledBeamTypeCommon | WaterPressureRange
Pset_CoolingTowerTypeCommon | Reference | Description
Pset_CoolingTowerTypeCommon | Reference | NLRS_C_description
Pset_CoolingTowerTypeCommon | AmbientDesignDryBulbTemperature
Pset_CoolingTowerTypeCommon | AmbientDesignWetBulbTemperature
Pset_CoolingTowerTypeCommon | BasinReserveVolume | NLRS_C_volume
Pset_CoolingTowerTypeCommon | CapacityControl
Pset_CoolingTowerTypeCommon | CircuitType | NLRS_C_type
Pset_CoolingTowerTypeCommon | ControlStrategy
Pset_CoolingTowerTypeCommon | FlowArrangement
Pset_CoolingTowerTypeCommon | LiftElevationDifference
Pset_CoolingTowerTypeCommon | NominalCapacity
Pset_CoolingTowerTypeCommon | NumberOfCells
Pset_CoolingTowerTypeCommon | OperationTemperatureRange
Pset_CoolingTowerTypeCommon | SprayType | NLRS_C_type
Pset_CoolingTowerTypeCommon | Status | NLRS_C_status
Pset_CoolingTowerTypeCommon | WaterRequirement
Pset_CoveringCeiling | Permeability
Pset_CoveringCeiling | TileLength | NLRS_C_lengte_01
Pset_CoveringCeiling | TileWidth | NLRS_C_breedte_01
Pset_CoveringCommon | FireRating | Fire Rating
Pset_CoveringCommon | Reference | Description
Pset_CoveringCommon | Reference | NLRS_C_description
Pset_CoveringCommon | AcousticRating | NLRS_C_geluidwerendheid_Rw
Pset_CoveringCommon | Combustible | NLRS_C_brandbaar
Pset_CoveringCommon | Finish | NLRS_C_materiaal_afwerking
Pset_CoveringCommon | FireRating | NLRS_C_brandwerendheid
Pset_CoveringCommon | FlammabilityRating
Pset_CoveringCommon | FragilityRating
Pset_CoveringCommon | IsExternal | NLRS_C_buiten
Pset_CoveringCommon | Status | NLRS_C_status
Pset_CoveringCommon | SurfaceSpreadOfFlame | NLRS_C_brandklasse_code
Pset_CoveringCommon | ThermalTransmittance | NLRS_B_Uwaarde
Pset_CoveringFlooring | HasAntiStaticSurface
Pset_CoveringFlooring | HasNonSkidSurface | NLRS_C_antislip
Pset_CurtainWallCommon | FireRating | Fire Rating
Pset_CurtainWallCommon | Reference | Description
Pset_CurtainWallCommon | Reference | NLRS_C_description
Pset_CurtainWallCommon | AcousticRating | NLRS_C_geluidwerendheid_Rw
Pset_CurtainWallCommon | Combustible | NLRS_C_brandbaar
Pset_CurtainWallCommon | FireRating | NLRS_C_brandwerendheid
Pset_CurtainWallCommon | IsExternal | NLRS_C_buiten
Pset_CurtainWallCommon | Status | NLRS_C_status
Pset_CurtainWallCommon | SurfaceSpreadOfFlame | NLRS_C_brandklasse_code
Pset_CurtainWallCommon | ThermalTransmittance | NLRS_B_Uwaarde
Pset_DamperOccurrence | SizingMethod
Pset_DamperTypeCommon | Reference | Description
Pset_DamperTypeCommon | Reference | NLRS_C_description
Pset_DamperTypeCommon | BladeAction
Pset_DamperTypeCommon | BladeEdge
Pset_DamperTypeCommon | BladeShape | NLRS_C_vorm
Pset_DamperTypeCommon | BladeThickness | NLRS_C_dikte_01
Pset_DamperTypeCommon | CloseOffRating
Pset_SiteCommon | FloorAreaRatio
Pset_DamperTypeCommon | FrameThickness | NLRS_C_dikte_01
Pset_DamperTypeCommon | FrameType | NLRS_C_type
Pset_DamperTypeCommon | LeakageCurve
Pset_DamperTypeCommon | LeakageFullyClosed
Pset_DamperTypeCommon | LossCoefficentCurve
Pset_DamperTypeCommon | MaximumAirFlowRate
Pset_DamperTypeCommon | MaximumWorkingPressure
Pset_DamperTypeCommon | NominalAirFlowRate
Pset_DamperTypeCommon | NumberofBlades
Pset_DamperTypeCommon | OpenPressureDrop
Pset_DamperTypeCommon | Operation
Pset_DamperTypeCommon | Orientation
Pset_DamperTypeCommon | RegeneratedSoundCurve
Pset_DamperTypeCommon | Status | NLRS_C_status
Pset_DamperTypeCommon | TemperatureRange
Pset_DamperTypeCommon | TemperatureRating
Pset_DamperTypeCommon | FrameDepth | NLRS_C_diepte_01
Pset_DamperTypeControlDamper | ActuationType | NLRS_C_type
Pset_DamperTypeControlDamper | ClosureRatingEnum
Pset_DamperTypeControlDamper | ControlType | NLRS_C_type
Pset_DamperTypeControlDamper | FireResistanceRating | NLRS_C_brandwerendheid
Pset_DamperTypeControlDamper | FusibleLinkTemperature
Pset_DamperTypeFireDamper | ActuationType | NLRS_C_type
Pset_DamperTypeFireDamper | ClosureRatingEnum
Pset_DamperTypeFireDamper | FireResistanceRating | NLRS_C_brandwerendheid
Pset_DamperTypeFireDamper | FusibleLinkTemperature
Pset_DamperTypeFireSmokeDamper | ActuationType | NLRS_C_type
Pset_DamperTypeFireSmokeDamper | ClosureRatingEnum
Pset_DamperTypeFireSmokeDamper | ControlType | NLRS_C_type
Pset_DamperTypeFireSmokeDamper | FireResistanceRating | NLRS_C_brandwerendheid
Pset_DamperTypeFireSmokeDamper | FusibleLinkTemperature
Pset_DamperTypeSmokeDamper | ControlType | NLRS_C_type
Pset_DistributionChamberElementType | Reference | Description
Pset_DistributionChamberElementType | Reference | NLRS_C_description
Pset_DistributionChamberElementType | Status | NLRS_C_status
Pset_DistributionChamberElementTypeFormedDuct | ClearDepth | NLRS_C_diepte_netto
Pset_DistributionChamberElementTypeFormedDuct | ClearDepth | Depth
Pset_DistributionChamberElementTypeFormedDuct | AccessCoverLoadRating | NLRS_C_kwaliteitsklasse
Pset_DistributionChamberElementTypeFormedDuct | BaseThickness | Thickness
Pset_DistributionChamberElementTypeFormedDuct | BaseThickness | NLRS_C_dikte
Pset_DistributionChamberElementTypeFormedDuct | ClearWidth | NLRS_C_breedte_netto
Pset_DistributionChamberElementTypeFormedDuct | WallThickness | NLRS_C_dikte_01
Pset_DistributionChamberElementTypeInspectionChamber | AccessCoverLoadRating | NLRS_C_kwaliteitsklasse
Pset_DistributionChamberElementTypeInspectionChamber | AccessCoverMaterial | NLRS_C_materiaal_03
Pset_DistributionChamberElementTypeInspectionChamber | AccessLengthOrRadius | Length
Pset_DistributionChamberElementTypeInspectionChamber | AccessLengthOrRadius | Radius
Pset_DistributionChamberElementTypeInspectionChamber | AccessLengthOrRadius | NLRS_C_radius
Pset_DistributionChamberElementTypeInspectionChamber | AccessLengthOrRadius | NLRS_C_lengte
Pset_DistributionChamberElementTypeInspectionChamber | AccessWidth | NLRS_C_breedte_01
Pset_DistributionChamberElementTypeInspectionChamber | BaseMaterial | NLRS_C_materiaal_01
Pset_DistributionChamberElementTypeInspectionChamber | BaseThickness | Thickness
Pset_DistributionChamberElementTypeInspectionChamber | BaseThickness | NLRS_C_dikte
Pset_DistributionChamberElementTypeInspectionChamber | ChamberLengthOrRadius | Length
Pset_DistributionChamberElementTypeInspectionChamber | ChamberLengthOrRadius | Radius
Pset_DistributionChamberElementTypeInspectionChamber | ChamberLengthOrRadius | NLRS_C_radius
Pset_DistributionChamberElementTypeInspectionChamber | ChamberLengthOrRadius | NLRS_C_lengte
Pset_DistributionChamberElementTypeInspectionChamber | ChamberWidth | NLRS_C_breedte_02
Pset_DistributionChamberElementTypeInspectionChamber | InvertLevel
Pset_DistributionChamberElementTypeInspectionChamber | SoffitLevel
Pset_DistributionChamberElementTypeInspectionChamber | WallMaterial | NLRS_C_materiaal_02
Pset_DistributionChamberElementTypeInspectionChamber | WallThickness | NLRS_C_dikte_01
Pset_DistributionChamberElementTypeInspectionChamber | WithBackdrop
Pset_DistributionChamberElementTypeInspectionPit | Length | NLRS_C_lengte
Pset_DistributionChamberElementTypeInspectionPit | Length | Length
Pset_DistributionChamberElementTypeInspectionPit | Width | NLRS_C_breedte
Pset_DistributionChamberElementTypeInspectionPit | Width | Width
Pset_DistributionChamberElementTypeInspectionPit | Depth | Depth
Pset_DistributionChamberElementTypeInspectionPit | Depth | NLRS_C_diepte
Pset_DistributionChamberElementTypeManhole | AccessCoverLoadRating | NLRS_C_kwaliteitsklasse
Pset_DistributionChamberElementTypeManhole | AccessCoverMaterial | NLRS_C_materiaal_03
Pset_DistributionChamberElementTypeManhole | AccessLengthOrRadius | Length
Pset_DistributionChamberElementTypeManhole | AccessLengthOrRadius | Radius
Pset_DistributionChamberElementTypeManhole | AccessLengthOrRadius | NLRS_C_radius
Pset_DistributionChamberElementTypeManhole | AccessLengthOrRadius | NLRS_C_lengte
Pset_DistributionChamberElementTypeManhole | AccessWidth | NLRS_C_breedte
Pset_DistributionChamberElementTypeManhole | BaseMaterial | NLRS_C_materiaal_01
Pset_DistributionChamberElementTypeManhole | BaseThickness | Thickness
Pset_DistributionChamberElementTypeManhole | BaseThickness | NLRS_C_dikte
Pset_DistributionChamberElementTypeManhole | HasSteps
Pset_DistributionChamberElementTypeManhole | InvertLevel
Pset_DistributionChamberElementTypeManhole | IsShallow
Pset_DistributionChamberElementTypeManhole | SoffitLevel
Pset_DistributionChamberElementTypeManhole | WallMaterial | NLRS_C_materiaal_02
Pset_DistributionChamberElementTypeManhole | WallThickness | NLRS_C_dikte_01
Pset_DistributionChamberElementTypeManhole | WithBackdrop
Pset_DistributionChamberElementTypeMeterChamber | AccessCoverMaterial | NLRS_C_materiaal
Pset_DistributionChamberElementTypeMeterChamber | BaseMaterial | NLRS_C_materiaal_01
Pset_DistributionChamberElementTypeMeterChamber | BaseThickness | Thickness
Pset_DistributionChamberElementTypeMeterChamber | BaseThickness | NLRS_C_dikte
Pset_DistributionChamberElementTypeMeterChamber | ChamberLengthOrRadius | Length
Pset_DistributionChamberElementTypeMeterChamber | ChamberLengthOrRadius | Radius
Pset_DistributionChamberElementTypeMeterChamber | ChamberLengthOrRadius | NLRS_C_radius
Pset_DistributionChamberElementTypeMeterChamber | ChamberLengthOrRadius | NLRS_C_lengte
Pset_DistributionChamberElementTypeMeterChamber | ChamberWidth | NLRS_C_breedte
Pset_DistributionChamberElementTypeMeterChamber | WallMaterial | NLRS_C_materiaal_02
Pset_DistributionChamberElementTypeMeterChamber | WallThickness | NLRS_C_dikte_01
Pset_DistributionChamberElementTypeSump | InvertLevel
Pset_DistributionChamberElementTypeSump | Length | NLRS_C_lengte
Pset_DistributionChamberElementTypeSump | Length | Length
Pset_DistributionChamberElementTypeSump | Width | NLRS_C_breedte
Pset_DistributionChamberElementTypeSump | Width | Width
Pset_DistributionChamberElementTypeTrench | InvertLevel
Pset_DistributionChamberElementTypeTrench | Width | NLRS_C_breedte
Pset_DistributionChamberElementTypeTrench | Width | Width
Pset_DistributionChamberElementTypeTrench | Depth | NLRS_C_diepte
Pset_DistributionChamberElementTypeTrench | Depth | Depth
Pset_DistributionChamberElementTypeValveChamber | AccessCoverMaterial | NLRS_C_materiaal_03
Pset_DistributionChamberElementTypeValveChamber | BaseMaterial | NLRS_C_materiaal_01
Pset_DistributionChamberElementTypeValveChamber | BaseThickness | Thickness
Pset_DistributionChamberElementTypeValveChamber | BaseThickness | NLRS_C_dikte
Pset_DistributionChamberElementTypeValveChamber | ChamberLengthOrRadius | Length
Pset_DistributionChamberElementTypeValveChamber | ChamberLengthOrRadius | Radius
Pset_DistributionChamberElementTypeValveChamber | ChamberLengthOrRadius | NLRS_C_radius
Pset_DistributionChamberElementTypeValveChamber | ChamberLengthOrRadius | NLRS_C_lengte
Pset_DistributionChamberElementTypeValveChamber | ChamberWidth | NLRS_C_breedte
Pset_DistributionChamberElementTypeValveChamber | WallMaterial | NLRS_C_materiaal_02
Pset_DistributionChamberElementTypeValveChamber | WallThickness | NLRS_C_dikte_01
Pset_DistributionPortCommon | ColorCode
Pset_DistributionPortCommon | PortNumber
Pset_DistributionPortTypeCable | ConductorFunction
Pset_DistributionPortTypeCable | ConnectionGender
Pset_DistributionPortTypeCable | ConnectionSubtype | NLRS_C_type
Pset_DistributionPortTypeCable | ConnectionType | NLRS_C_type_01
Pset_DistributionPortTypeCable | Current
Pset_DistributionPortTypeCable | CurrentContent3rdHarmonic
Pset_DistributionPortTypeCable | Power
Pset_DistributionPortTypeCable | Protocols
Pset_DistributionPortTypeCable | Voltage | NLRS_E_spanning
Pset_DistributionPortTypeDuct | ConnectionSubType | NLRS_C_type
Pset_DistributionPortTypeDuct | ConnectionType | NLRS_C_type_01
Pset_DistributionPortTypeDuct | DryBulbTemperature
Pset_DistributionPortTypeDuct | NominalHeight | NLRS_C_hoogte
Pset_DistributionPortTypeDuct | NominalThickness | NLRS_C_dikte
Pset_DistributionPortTypeDuct | NominalWidth | NLRS_C_breedte
Pset_DistributionPortTypeDuct | NominalWidth | Width
Pset_DistributionPortTypeDuct | Pressure
Pset_DistributionPortTypeDuct | Velocity
Pset_DistributionPortTypeDuct | VolumetricFlowRate | NLRS_M_c01_volumestroom
Pset_DistributionPortTypeDuct | WetBulbTemperature
Pset_DistributionPortTypePipe | ConnectionSubType | NLRS_C_type
Pset_DistributionPortTypePipe | ConnectionType | NLRS_C_type_01
Pset_DistributionPortTypePipe | FlowCondition
Pset_DistributionPortTypePipe | InnerDiameter | NLRS_C_diameter_01
Pset_DistributionPortTypePipe | MassFlowRate
Pset_DistributionPortTypePipe | NominalDiameter | NLRS_P_c01_diameter
Pset_DistributionPortTypePipe | OuterDiameter | NLRS_C_diameter_02
Pset_DistributionPortTypePipe | Pressure
Pset_DistributionPortTypePipe | Temperature
Pset_DistributionPortTypePipe | Velocity
Pset_DistributionPortTypePipe | VolumetricFlowRate | NLRS_P_c01_volumestroom
Pset_DistributionSystemCommon | Reference | Description
Pset_DistributionSystemCommon | Reference | NLRS_C_description
Pset_DistributionSystemTypeElectrical | Diversity
Pset_DistributionSystemTypeElectrical | ElectricalSystemCategory
Pset_DistributionSystemTypeElectrical | ElectricalSystemType | NLRS_C_type
Pset_DistributionSystemTypeElectrical | MaximumAllowedVoltageDrop
Pset_DistributionSystemTypeElectrical | NetImpedance
Pset_DistributionSystemTypeElectrical | NumberOfLiveConductors
Pset_DistributionSystemTypeVentilation | AspectRatio
Pset_DistributionSystemTypeVentilation | DesignName
Pset_DistributionSystemTypeVentilation | DuctSealant
Pset_DistributionSystemTypeVentilation | DuctSizingMethod
Pset_DistributionSystemTypeVentilation | FrictionLoss
Pset_DistributionSystemTypeVentilation | LeakageClass
Pset_DistributionSystemTypeVentilation | MaximumVelocity
Pset_DistributionSystemTypeVentilation | MinimumHeight | Height
Pset_DistributionSystemTypeVentilation | MinimumWidth | NLRS_C_breedte_min
Pset_DistributionSystemTypeVentilation | PressureClass
Pset_DistributionSystemTypeVentilation | ScrapFactor
Pset_DoorCommon | FireRating | Fire Rating
Pset_DoorCommon | Reference | Description
Pset_DoorCommon | Reference | NLRS_C_description
Pset_DoorCommon | AcousticRating | NLRS_C_geluidwerendheid_Rw
Pset_DoorCommon | DurabilityRating
Pset_DoorCommon | FireExit | NLRS_C_vluchtweg
Pset_DoorCommon | FireRating | NLRS_C_brandwerendheid
Pset_DoorCommon | GlazingAreaFraction | NLRS_C_glaspercentage
Pset_DoorCommon | HandicapAccessible | NLRS_C_toegankelijk
Pset_DoorCommon | HasDrive
Pset_DoorCommon | HygrothermalRating
Pset_DoorCommon | Infiltration
Pset_DoorCommon | IsExternal | NLRS_C_buiten
Pset_DoorCommon | MechanicalLoadRating
Pset_DoorCommon | SecurityRating
Pset_DoorCommon | SelfClosing
Pset_DoorCommon | SmokeStop | NLRS_C_rookwerend
Pset_DoorCommon | Status | NLRS_C_status
Pset_DoorCommon | ThermalTransmittance | NLRS_B_Uwaarde
Pset_DoorCommon | WaterTightnessRating
Pset_DoorCommon | WindLoadRating
Pset_DoorWindowGlazingType | FillGas
Pset_DoorWindowGlazingType | GlassColor
Pset_DoorWindowGlazingType | GlassLayers
Pset_DoorWindowGlazingType | GlassThickness1 | NLRS_C_dikte_01
Pset_DoorWindowGlazingType | GlassThickness2 | NLRS_C_dikte_02
Pset_DoorWindowGlazingType | GlassThickness3 | NLRS_C_dikte_03
Pset_DoorWindowGlazingType | IsCoated
Pset_DoorWindowGlazingType | IsLaminated
Pset_DoorWindowGlazingType | IsTempered
Pset_DoorWindowGlazingType | IsWired
Pset_DoorWindowGlazingType | ShadingCoefficient
Pset_DoorWindowGlazingType | SolarAbsorption
Pset_DoorWindowGlazingType | SolarHeatGainTransmittance
Pset_DoorWindowGlazingType | SolarReflectance
Pset_DoorWindowGlazingType | SolarTransmittance
Pset_DoorWindowGlazingType | ThermalTransmittanceSummer
Pset_DoorWindowGlazingType | ThermalTransmittanceWinter
Pset_DoorWindowGlazingType | VisibleLightReflectance
Pset_DoorWindowGlazingType | VisibleLightTransmittance
Pset_DuctFittingOccurrence | Color | NLRS_C_materiaal_kleur
Pset_DuctFittingOccurrence | HasLiner
Pset_DuctFittingOccurrence | InteriorRoughnessCoefficient
Pset_DuctFittingTypeCommon | Reference | Description
Pset_DuctFittingTypeCommon | Reference | NLRS_C_description
Pset_DuctFittingTypeCommon | PressureClass
Pset_DuctFittingTypeCommon | PressureRange
Pset_DuctFittingTypeCommon | Status | NLRS_C_status
Pset_DuctFittingTypeCommon | TemperatureRange
Pset_DuctSegmentOccurrence | Color | NLRS_C_materiaal_kleur
Pset_DuctSegmentOccurrence | HasLiner
Pset_DuctSegmentOccurrence | InteriorRoughnessCoefficient
Pset_DuctSegmentTypeCommon | Reference | Description
Pset_DuctSegmentTypeCommon | Reference | NLRS_C_description
Pset_DuctSegmentTypeCommon | LongitudinalSeam
Pset_DuctSegmentTypeCommon | NominalDiameterOrWidth | NLRS_C_diameter
Pset_DuctSegmentTypeCommon | NominalHeight | NLRS_C_hoogte
Pset_DuctSegmentTypeCommon | NominalHeight | Height
Pset_DuctSegmentTypeCommon | NominalDiameterOrWidth | NLRS_C_breedte
Pset_DuctSegmentTypeCommon | NominalDiameterOrWidth | Width
Pset_DuctSegmentTypeCommon | PressureRange
Pset_DuctSegmentTypeCommon | Reinforcement
Pset_DuctSegmentTypeCommon | ReinforcementSpacing
Pset_DuctSegmentTypeCommon | Shape | NLRS_C_vorm
Pset_DuctSegmentTypeCommon | Status | NLRS_C_status
Pset_DuctSegmentTypeCommon | TemperatureRange
Pset_DuctSegmentTypeCommon | WorkingPressure
Pset_DuctSegmentTypeCommon | NominalDiameterOrWidth | Diameter
Pset_DuctSilencerTypeCommon | Reference | Description
Pset_DuctSilencerTypeCommon | Reference | NLRS_C_description
Pset_DuctSilencerTypeCommon | AirFlowrateRange
Pset_DuctSilencerTypeCommon | HasExteriorInsulation | NLRS_C_geisoleerd
Pset_DuctSilencerTypeCommon | HydraulicDiameter | NLRS_C_diameter_01
Pset_DuctSilencerTypeCommon | Length | NLRS_C_lengte
Pset_DuctSilencerTypeCommon | Length | Length
Pset_DuctSilencerTypeCommon | Status | NLRS_C_status
Pset_DuctSilencerTypeCommon | TemperatureRange
Pset_DuctSilencerTypeCommon | Weight | NLRS_C_gewicht
Pset_DuctSilencerTypeCommon | WorkingPressureRange
Pset_ElectricalDeviceCommon | ConductorFunction
Pset_ElectricalDeviceCommon | HasProtectiveEarth
Pset_ElectricalDeviceCommon | IK
Pset_ElectricalDeviceCommon | InsulationStandardClass
Pset_ElectricalDeviceCommon | IP
Pset_ElectricalDeviceCommon | NominalFrequencyRange
Pset_ElectricalDeviceCommon | NumberOfPoles
Pset_ElectricalDeviceCommon | PowerFactor
Pset_ElectricalDeviceCommon | RatedCurrent
Pset_ElectricalDeviceCommon | RatedVoltage | NLRS_E_spanning
Pset_ElectricApplianceTypeCommon | Reference | Description
Pset_ElectricApplianceTypeCommon | Reference | NLRS_C_description
Pset_ElectricApplianceTypeCommon | Status | NLRS_C_status
Pset_ElectricApplianceTypeDishwasher | DishwasherType | NLRS_C_type
Pset_ElectricApplianceTypeElectricCooker | ElectricCookerType | NLRS_C_type
Pset_ElectricDistributionBoardOccurrence | IsMain
Pset_ElectricDistributionBoardOccurrence | IsSkilledOperator
Pset_ElectricDistributionBoardTypeCommon | Reference | Description
Pset_ElectricDistributionBoardTypeCommon | Reference | NLRS_C_description
Pset_ElectricDistributionBoardTypeCommon | Status | NLRS_C_status
Pset_ElectricDistributionPointCommon | CaseMaterial | NLRS_C_materiaal_01
Pset_ElectricDistributionPointCommon | CaseWeight
Pset_ElectricDistributionPointCommon | IsMain
Pset_ElectricDistributionPointCommon | NumberOfDoors
Pset_ElectricDistributionPointCommon | NumberOfOpenings
Pset_ElectricFlowStorageDeviceTypeCommon | Reference | Description
Pset_ElectricFlowStorageDeviceTypeCommon | Reference | NLRS_C_description
Pset_ElectricFlowStorageDeviceTypeCommon | ConnectedConductorFunction
Pset_ElectricFlowStorageDeviceTypeCommon | EarthFault1PoleMaximumState
Pset_ElectricFlowStorageDeviceTypeCommon | EarthFault1PoleMinimumState
Pset_ElectricFlowStorageDeviceTypeCommon | EarthFault1PolePowerFactorMaximumState
Pset_ElectricFlowStorageDeviceTypeCommon | EarthFault1PolePowerFactorMinimumState
Pset_ElectricFlowStorageDeviceTypeCommon | ModuleCapacity
Pset_ElectricFlowStorageDeviceTypeCommon | ModulesInParallel
Pset_ElectricFlowStorageDeviceTypeCommon | ModulesInSeries
Pset_ElectricFlowStorageDeviceTypeCommon | NominalFrequency
Pset_ElectricFlowStorageDeviceTypeCommon | NominalSupplyVoltage
Pset_ElectricFlowStorageDeviceTypeCommon | NominalSupplyVoltageOffset
Pset_ElectricFlowStorageDeviceTypeCommon | RadiativeFraction
Pset_ElectricFlowStorageDeviceTypeCommon | ShortCircuit1PoleMaximumState
Pset_ElectricFlowStorageDeviceTypeCommon | ShortCircuit1PoleMinimumState
Pset_ElectricFlowStorageDeviceTypeCommon | ShortCircuit1PolePowerFactorMaximumState
Pset_ElectricFlowStorageDeviceTypeCommon | ShortCircuit1PolePowerFactorMinimumState
Pset_ElectricFlowStorageDeviceTypeCommon | ShortCircuit2PoleMinimumState
Pset_ElectricFlowStorageDeviceTypeCommon | ShortCircuit2PolePowerFactorMinimumState
Pset_ElectricFlowStorageDeviceTypeCommon | ShortCircuit3PoleMaximumState
Pset_ElectricFlowStorageDeviceTypeCommon | ShortCircuit3PolePowerFactorMaximumState
Pset_ElectricFlowStorageDeviceTypeCommon | Status | NLRS_C_status
Pset_ElectricGeneratorTypeCommon | Reference | Description
Pset_ElectricGeneratorTypeCommon | Reference | NLRS_C_description
Pset_ElectricGeneratorTypeCommon | ElectricGeneratorEfficiency
Pset_ElectricGeneratorTypeCommon | MaximumPowerOutput
Pset_ElectricGeneratorTypeCommon | StartCurrentFactor
Pset_ElectricGeneratorTypeCommon | Status | NLRS_C_status
Pset_ElectricMotorTypeCommon | Reference | Description
Pset_ElectricMotorTypeCommon | Reference | NLRS_C_description
Pset_ElectricMotorTypeCommon | ElectricMotorEfficiency
Pset_ElectricMotorTypeCommon | FrameSize
Pset_ElectricMotorTypeCommon | HasPartWinding
Pset_ElectricMotorTypeCommon | IsGuarded
Pset_ElectricMotorTypeCommon | LockedRotorCurrent
Pset_ElectricMotorTypeCommon | MaximumPowerOutput
Pset_ElectricMotorTypeCommon | MotorEnclosureType | NLRS_C_type
Pset_ElectricMotorTypeCommon | StartCurrentFactor
Pset_ElectricMotorTypeCommon | StartingTime
Pset_ElectricMotorTypeCommon | Status | NLRS_C_status
Pset_ElectricMotorTypeCommon | TeTime
Pset_ElectricTimeControlTypeCommon | Reference | Description
Pset_ElectricTimeControlTypeCommon | Reference | NLRS_C_description
Pset_ElectricTimeControlTypeCommon | Status | NLRS_C_status
Pset_EngineTypeCommon | Reference | Description
Pset_EngineTypeCommon | Reference | NLRS_C_description
Pset_EngineTypeCommon | EnergySource
Pset_EngineTypeCommon | Status | NLRS_C_status
Pset_EvaporativeCoolerTypeCommon | Reference | Description
Pset_EvaporativeCoolerTypeCommon | Reference | NLRS_C_description
Pset_EvaporativeCoolerTypeCommon | AirPressureDropCurve
Pset_EvaporativeCoolerTypeCommon | EffectivenessTable
Pset_EvaporativeCoolerTypeCommon | FlowArrangement
Pset_WindowCommon | GlazingAreaFraction | NLRS_C_glaspercentage
Pset_EvaporativeCoolerTypeCommon | OperationTemperatureRange
Pset_EvaporativeCoolerTypeCommon | Status | NLRS_C_status
Pset_EvaporativeCoolerTypeCommon | WaterPressDropCurve
Pset_EvaporativeCoolerTypeCommon | WaterRequirement
Pset_EvaporatorTypeCommon | Reference | Description
Pset_EvaporatorTypeCommon | Reference | NLRS_C_description
Pset_EvaporatorTypeCommon | EvaporatorCoolant
Pset_EvaporatorTypeCommon | EvaporatorMediumType | NLRS_C_type
Pset_ZoneCommon | GrossAreaPlanned | NLRS_C_eis_oppervlakte_bruto
Pset_EvaporatorTypeCommon | InternalRefrigerantVolume | NLRS_C_volume_02
Pset_BuildingCommon | GrossPlannedArea | NLRS_C_eis_oppervlakte_bruto
Pset_EvaporatorTypeCommon | InternalWaterVolume | NLRS_C_volume_01
Pset_BuildingStoreyCommon | GrossPlannedArea | NLRS_C_eis_oppervlakte_bruto
Pset_EvaporatorTypeCommon | NominalHeatTransferCoefficient
Pset_EvaporatorTypeCommon | RefrigerantClass
Pset_EvaporatorTypeCommon | Status | NLRS_C_status
Pset_FanOccurrence | ApplicationOfFan
Pset_FanOccurrence | CoilPosition
Pset_FanOccurrence | DischargeType | NLRS_C_type
Pset_FanOccurrence | FanMountingType | NLRS_C_montage
Pset_FanOccurrence | FractionOfMotorHeatToAirStream
Pset_FanOccurrence | ImpellerDiameter | NLRS_C_diameter_01
Pset_FanOccurrence | MotorPosition
Pset_FanTypeCommon | Reference | Description
Pset_FanTypeCommon | Reference | NLRS_C_description
Pset_FanTypeCommon | CapacityControlType | NLRS_C_type
Pset_FanTypeCommon | EfficiencyCurve
Pset_FanTypeCommon | MotorDriveType | NLRS_C_type
Pset_FanTypeCommon | NominalAirFlowRate
Pset_FanTypeCommon | NominalPowerRate
Pset_FanTypeCommon | NominalRotationSpeed
Pset_FanTypeCommon | NominalStaticPressure
Pset_FanTypeCommon | NominalTotalPressure
Pset_FanTypeCommon | OperationalCriteria
Pset_FanTypeCommon | OperationTemperatureRange
Pset_FanTypeCommon | PressureCurve
Pset_FanTypeCommon | Status | NLRS_C_status
Pset_FilterTypeAirParticleFilter | AirParticleFilterType | NLRS_C_type
Pset_FilterTypeAirParticleFilter | CountedEfficiencyCurve
Pset_FilterTypeAirParticleFilter | DustHoldingCapacity
Pset_SpaceCommon | GrossPlannedArea | NLRS_C_eis_oppervlakte_bruto
Pset_FilterTypeAirParticleFilter | FrameMaterial | NLRS_C_materiaal_01
Pset_EvaporativeCoolerTypeCommon | HeatExchangeArea
Pset_FilterTypeAirParticleFilter | NominalCountedEfficiency
Pset_FilterTypeAirParticleFilter | NominalWeightedEfficiency
Pset_FilterTypeAirParticleFilter | PressureDropCurve
Pset_FilterTypeAirParticleFilter | SeparationType | NLRS_C_type
Pset_FilterTypeAirParticleFilter | WeightedEfficiencyCurve
Pset_FilterTypeCommon | Reference | Description
Pset_FilterTypeCommon | Reference | NLRS_C_description
Pset_FilterTypeCommon | FinalResistance
Pset_FilterTypeCommon | FlowRateRange
Pset_FilterTypeCommon | InitialResistance
Pset_FilterTypeCommon | NominalFilterFaceVelocity
Pset_FilterTypeCommon | NominalFlowrate
Pset_FilterTypeCommon | NominalMediaSurfaceVelocity
Pset_FilterTypeCommon | NominalParticleGeometricMeanDiameter | NLRS_C_diameter_01
Pset_FilterTypeCommon | NominalParticleGeometricStandardDeviation
Pset_FilterTypeCommon | NominalPressureDrop
Pset_FilterTypeCommon | OperationTemperatureRange
Pset_FilterTypeCommon | Status | NLRS_C_status
Pset_FilterTypeCommon | Weight | NLRS_C_gewicht
Pset_FilterTypeCompressedAirFilter | AutomaticCondensateDischarge
Pset_FilterTypeCompressedAirFilter | CloggingIndicator
Pset_FilterTypeCompressedAirFilter | CompressedAirFilterType | NLRS_C_type
Pset_FilterTypeCompressedAirFilter | OperationPressureMax
Pset_FilterTypeCompressedAirFilter | ParticleAbsorptionCurve
Pset_FilterTypeCompressedWaterFilter | WaterFilterType | NLRS_C_type
Pset_FireSuppressionTerminalTypeBreechingInlet | BreechingInletType | NLRS_C_type
Pset_FireSuppressionTerminalTypeBreechingInlet | CouplingType | NLRS_C_type
Pset_FireSuppressionTerminalTypeBreechingInlet | HasCaps
Pset_FireSuppressionTerminalTypeBreechingInlet | InletDiameter | NLRS_P_c01_diameter
Pset_FireSuppressionTerminalTypeBreechingInlet | OutletDiameter | NLRS_P_c02_diameter
Pset_FireSuppressionTerminalTypeCommon | Reference | Description
Pset_FireSuppressionTerminalTypeCommon | Reference | NLRS_C_description
Pset_FireSuppressionTerminalTypeCommon | Status | NLRS_C_status
Pset_FireSuppressionTerminalTypeFireHydrant | BodyColor | NLRS_C_materiaal_kleur
Pset_FireSuppressionTerminalTypeFireHydrant | CapColor | NLRS_C_materiaal_kleur_01
Pset_FireSuppressionTerminalTypeFireHydrant | DischargeFlowRate
Pset_FireSuppressionTerminalTypeFireHydrant | FireHydrantType | NLRS_C_type
Pset_FireSuppressionTerminalTypeFireHydrant | FlowClass
Pset_FireSuppressionTerminalTypeFireHydrant | HoseConnectionSize
Pset_FireSuppressionTerminalTypeFireHydrant | NumberOfHoseConnections
Pset_FireSuppressionTerminalTypeFireHydrant | PressureRating
Pset_FireSuppressionTerminalTypeFireHydrant | PumperConnectionSize
Pset_FireSuppressionTerminalTypeFireHydrant | WaterIsPotable
Pset_FireSuppressionTerminalTypeHoseReel | ClassificationAuthority
Pset_FireSuppressionTerminalTypeHoseReel | ClassOfService
Pset_FireSuppressionTerminalTypeHoseReel | HoseDiameter | NLRS_P_c01_diameter
Pset_FireSuppressionTerminalTypeHoseReel | HoseLength | NLRS_C_lengte_01
Pset_FireSuppressionTerminalTypeHoseReel | HoseNozzleType | NLRS_C_type
Pset_FireSuppressionTerminalTypeHoseReel | HoseReelMountingType | NLRS_C_montage
Pset_FireSuppressionTerminalTypeHoseReel | HoseReelType | NLRS_C_type
Pset_FireSuppressionTerminalTypeHoseReel | InletConnectionSize
Pset_FireSuppressionTerminalTypeSprinkler | Activation
Pset_FireSuppressionTerminalTypeSprinkler | ActivationTemperature
Pset_FireSuppressionTerminalTypeSprinkler | BulbLiquidColor
Pset_FireSuppressionTerminalTypeSprinkler | ConnectionSize
Pset_CoilTypeHydronic | HeatExchangeSurfaceArea | NLRS_C_oppervlakte_01
Pset_FireSuppressionTerminalTypeSprinkler | DischargeCoefficient
Pset_FireSuppressionTerminalTypeSprinkler | DischargeFlowRate
Pset_FireSuppressionTerminalTypeSprinkler | HasDeflector
Pset_FireSuppressionTerminalTypeSprinkler | MaximumWorkingPressure
Pset_FireSuppressionTerminalTypeSprinkler | ResidualFlowingPressure
Pset_FireSuppressionTerminalTypeSprinkler | Response
Pset_FireSuppressionTerminalTypeSprinkler | SprinklerType | NLRS_C_type
Pset_FlowInstrumentTypeCommon | Reference | Description
Pset_FlowInstrumentTypeCommon | Reference | NLRS_C_description
Pset_FlowInstrumentTypeCommon | Status | NLRS_C_status
Pset_FlowInstrumentTypePressureGauge | DisplaySize
Pset_FlowInstrumentTypePressureGauge | PressureGaugeType | NLRS_C_type
Pset_FlowInstrumentTypeThermometer | DisplaySize
Pset_FlowInstrumentTypeThermometer | ThermometerType | NLRS_C_type
Pset_FlowMeterOccurrence | Purpose
Pset_FlowMeterTypeCommon | Reference | Description
Pset_FlowMeterTypeCommon | Reference | NLRS_C_description
Pset_FlowMeterTypeCommon | ReadOutType | NLRS_C_type
Pset_FlowMeterTypeCommon | RemoteReading
Pset_FlowMeterTypeCommon | Status | NLRS_C_status
Pset_FlowMeterTypeEnergyMeter | MaximumCurrent
Pset_FlowMeterTypeEnergyMeter | MultipleTarriff
Pset_FlowMeterTypeEnergyMeter | NominalCurrent
Pset_FlowMeterTypeGasMeter | ConnectionSize
Pset_FlowMeterTypeGasMeter | GasType | NLRS_C_type
Pset_FlowMeterTypeGasMeter | MaximumFlowRate
Pset_FlowMeterTypeGasMeter | MaximumPressureLoss
Pset_FlowMeterTypeOilMeter | ConnectionSize
Pset_FlowMeterTypeOilMeter | MaximumFlowRate
Pset_FlowMeterTypeWaterMeter | BackflowPreventerType | NLRS_C_type
Pset_FlowMeterTypeWaterMeter | ConnectionSize
Pset_FlowMeterTypeWaterMeter | MaximumFlowRate
Pset_FlowMeterTypeWaterMeter | MaximumPressureLoss
Pset_FlowMeterTypeWaterMeter | Type | NLRS_C_type
Pset_FootingCommon | Reference | Description
Pset_FootingCommon | Reference | NLRS_C_description
Pset_FootingCommon | LoadBearing | NLRS_C_dragend
Pset_FootingCommon | Status | NLRS_C_status
Pset_FurnitureTypeChair | HighestSeatingHeight | NLRS_C_hoogte_max
Pset_FurnitureTypeChair | LowestSeatingHeight | NLRS_C_hoogte_min
Pset_FurnitureTypeChair | SeatingHeight | NLRS_C_hoogte_01
Pset_FurnitureTypeCommon | Reference | Description
Pset_FurnitureTypeCommon | Reference | NLRS_C_description
Pset_FurnitureTypeCommon | Description
Pset_FurnitureTypeCommon | Description
Pset_FurnitureTypeCommon | IsBuiltIn
Pset_FurnitureTypeCommon | MainColor | NLRS_C_materiaal_kleur
Pset_FurnitureTypeCommon | NominalHeight | NLRS_C_hoogte
Pset_FurnitureTypeCommon | NominalHeight | Height
Pset_FurnitureTypeCommon | NominalLength | NLRS_C_lengte
Pset_FurnitureTypeCommon | NominalLength | Length
Pset_FurnitureTypeCommon | Status | NLRS_C_status
Pset_FurnitureTypeCommon | Style
Pset_FurnitureTypeCommon | NominalDepth | NLRS_C_diepte
Pset_FurnitureTypeCommon | NominalDepth | Depth
Pset_BoilerTypeCommon | HeatTransferSurfaceArea
Pset_FurnitureTypeFileCabinet | WithLock
Pset_FurnitureTypeTable | NumberOfChairs
Pset_CondenserTypeCommon | InternalSurfaceArea
Pset_HeatExchangerTypeCommon | Reference | Description
Pset_HeatExchangerTypeCommon | Reference | NLRS_C_description
Pset_HeatExchangerTypeCommon | Arrangement
Pset_HeatExchangerTypeCommon | Status | NLRS_C_status
Pset_HeatExchangerTypePlate | NumberOfPlates
Pset_HumidifierTypeCommon | Reference | Description
Pset_HumidifierTypeCommon | Reference | NLRS_C_description
Pset_HumidifierTypeCommon | AirPressureDropCurve
Pset_HumidifierTypeCommon | Application
Pset_HumidifierTypeCommon | InternalControl
Pset_HumidifierTypeCommon | NominalAirFlowRate
Pset_HumidifierTypeCommon | NominalMoistureGain
Pset_HumidifierTypeCommon | SaturationEfficiencyCurve
Pset_HumidifierTypeCommon | Status | NLRS_C_status
Pset_HumidifierTypeCommon | WaterRequirement
Pset_HumidifierTypeCommon | Weight | NLRS_C_gewicht
Pset_InterceptorTypeCommon | Reference | Description
Pset_InterceptorTypeCommon | Reference | NLRS_C_description
Pset_InterceptorTypeCommon | CoverLength | NLRS_C_lengte_01
Pset_InterceptorTypeCommon | CoverWidth | NLRS_C_breedte_01
Pset_InterceptorTypeCommon | InletConnectionSize
Pset_InterceptorTypeCommon | NominalBodyLength | NLRS_C_lengte
Pset_InterceptorTypeCommon | NominalBodyLength | Length
Pset_InterceptorTypeCommon | NominalBodyWidth | NLRS_C_breedte
Pset_InterceptorTypeCommon | NominalBodyWidth | Width
Pset_InterceptorTypeCommon | OutletConnectionSize
Pset_InterceptorTypeCommon | Status | NLRS_C_status
Pset_InterceptorTypeCommon | VentilatingPipeSize
Pset_InterceptorTypeCommon | NominalBodyDepth | NLRS_C_diepte
Pset_InterceptorTypeCommon | NominalBodyDepth | Depth
Pset_JunctionBoxTypeCommon | ClearDepth | NLRS_C_diepte_netto
Pset_JunctionBoxTypeCommon | ClearDepth | Depth
Pset_JunctionBoxTypeCommon | Reference | Description
Pset_JunctionBoxTypeCommon | Reference | NLRS_C_description
Pset_JunctionBoxTypeCommon | IP
Pset_JunctionBoxTypeCommon | IsExternal | NLRS_C_buiten
Pset_JunctionBoxTypeCommon | MountingType | NLRS_C_montage
Pset_JunctionBoxTypeCommon | NumberOfGangs
Pset_JunctionBoxTypeCommon | PlacingType | NLRS_C_type
Pset_JunctionBoxTypeCommon | ShapeType | NLRS_C_vorm
Pset_JunctionBoxTypeCommon | Status | NLRS_C_status
Pset_LightFixtureTypeCommon | Reference | Description
Pset_LightFixtureTypeCommon | Reference | NLRS_C_description
Pset_LightFixtureTypeCommon | LightFixtureMountingType | NLRS_C_montage
Pset_LightFixtureTypeCommon | LightFixturePlacingType | NLRS_C_type
Pset_LightFixtureTypeCommon | MaintenanceFactor
Pset_LightFixtureTypeCommon | MaximumPlenumSensibleLoad
Pset_LightFixtureTypeCommon | MaximumSpaceSensibleLoad
Pset_LightFixtureTypeCommon | NumberOfSources | NLRS_C_aantal
Pset_LightFixtureTypeCommon | SensibleLoadToRadiant
Pset_LightFixtureTypeCommon | Status | NLRS_C_status
Pset_LightFixtureTypeCommon | TotalWattage
Pset_LightFixtureTypeSecurityLighting | Addressablility
Pset_LightFixtureTypeSecurityLighting | BackupSupplySystem
Pset_LightFixtureTypeSecurityLighting | FixtureHeight | NLRS_C_hoogte_01
Pset_LightFixtureTypeSecurityLighting | PictogramEscapeDirection
Pset_LightFixtureTypeSecurityLighting | SecurityLightingType | NLRS_C_type
Pset_LightFixtureTypeSecurityLighting | SelfTestFunction
Pset_ManufacturerTypeInformation | ModelReference
Pset_ManufacturerTypeInformation | ArticleNumber | NLRS_C_artikel_code
Pset_ManufacturerTypeInformation | AssemblyPlace
Pset_ManufacturerTypeInformation | GlobalTradeItemNumber
Pset_ManufacturerTypeInformation | Manufacturer | NLRS_C_manufacturer
Pset_ManufacturerTypeInformation | ModelLabel
Pset_ManufacturerTypeInformation | ProductionYear
Pset_MedicalDeviceTypeCommon | Reference | Description
Pset_MedicalDeviceTypeCommon | Reference | NLRS_C_description
Pset_MedicalDeviceTypeCommon | Status | NLRS_C_status
Pset_MemberCommon | FireRating | Fire Rating
Pset_MemberCommon | Reference | Description
Pset_MemberCommon | Reference | NLRS_C_description
Pset_MemberCommon | FireRating | NLRS_C_brandwerendheid
Pset_MemberCommon | IsExternal | NLRS_C_buiten
Pset_MemberCommon | LoadBearing | NLRS_C_dragend
Pset_MemberCommon | Roll
Pset_MemberCommon | Slope | NLRS_C_helling
Pset_MemberCommon | Span
Pset_MemberCommon | Status | NLRS_C_status
Pset_MemberCommon | ThermalTransmittance | NLRS_B_Uwaarde
Pset_OpeningElementCommon | Reference | Description
Pset_OpeningElementCommon | Reference | Description
Pset_OpeningElementCommon | Reference | NLRS_C_description
Pset_OpeningElementCommon | Reference | NLRS_C_description
Pset_OpeningElementCommon | FireExit | NLRS_C_vluchtweg
Pset_OpeningElementCommon | ProtectedOpening
Pset_OpeningElementCommon | Purpose
Pset_OpeningElementCommon | Status | NLRS_C_status
Pset_OutletTypeCommon | Reference | Description
Pset_OutletTypeCommon | Reference | NLRS_C_description
Pset_OutletTypeCommon | IsPluggableOutlet
Pset_OutletTypeCommon | NumberOfSockets
Pset_OutletTypeCommon | Status | NLRS_C_status
Pset_PileCommon | Reference | Description
Pset_PileCommon | Reference | NLRS_C_description
Pset_PileCommon | LoadBearing | NLRS_C_dragend
Pset_PileCommon | Status | NLRS_C_status
Pset_PipeFittingOccurrence | Color | NLRS_C_materiaal_kleur
Pset_PipeFittingOccurrence | InteriorRoughnessCoefficient
Pset_PipeFittingTypeBend | BendAngle | NLRS_C_hoek
Pset_PipeFittingTypeBend | BendRadius | NLRS_C_radius
Pset_PipeFittingTypeCommon | Reference | Description
Pset_PipeFittingTypeCommon | Reference | NLRS_C_description
Pset_PipeFittingTypeCommon | FittingLossFactor
Pset_PipeFittingTypeCommon | PressureClass
Pset_PipeFittingTypeCommon | PressureRange
Pset_PipeFittingTypeCommon | Status | NLRS_C_status
Pset_PipeFittingTypeCommon | TemperatureRange
Pset_PipeFittingTypeJunction | JunctionLeftAngle | NLRS_C_hoek_01
Pset_PipeFittingTypeJunction | JunctionLeftRadius
Pset_PipeFittingTypeJunction | JunctionRightAngle | NLRS_C_hoek_02
Pset_PipeFittingTypeJunction | JunctionRightRadius
Pset_PipeFittingTypeJunction | JunctionType | NLRS_C_type
Pset_PipeSegmentOccurrence | Color | NLRS_C_materiaal_kleur
Pset_PipeSegmentOccurrence | Gradient
Pset_PipeSegmentOccurrence | InteriorRoughnessCoefficient
Pset_PipeSegmentOccurrence | InvertElevation
Pset_PipeSegmentTypeCommon | NominalDiameter | Diameter
Pset_PipeSegmentTypeCommon | NominalDiameter | NLRS_C_diameter
Pset_PipeSegmentTypeCommon | Reference | Description
Pset_PipeSegmentTypeCommon | Reference | NLRS_C_description
Pset_PipeSegmentTypeCommon | InnerDiameter | NLRS_C_diameter_01
Pset_PipeSegmentTypeCommon | OuterDiameter | NLRS_C_diameter_02
Pset_PipeSegmentTypeCommon | PressureRange
Pset_PipeSegmentTypeCommon | Status | NLRS_C_status
Pset_PipeSegmentTypeCommon | TemperatureRange
Pset_PipeSegmentTypeCommon | WorkingPressure
Pset_PipeSegmentTypeCulvert | ClearDepth | NLRS_C_diepte_netto
Pset_PipeSegmentTypeCulvert | ClearDepth | Depth
Pset_PipeSegmentTypeCulvert | InternalWidth | NLRS_C_breedte_netto
Pset_PipeSegmentTypeGutter | FlowRating
Pset_PipeSegmentTypeGutter | Slope | NLRS_C_helling
Pset_PlateCommon | FireRating | Fire Rating
Pset_PlateCommon | Reference | Description
Pset_PlateCommon | Reference | NLRS_C_description
Pset_PlateCommon | AcousticRating | NLRS_C_geluidwerendheid_Rw
Pset_PlateCommon | FireRating | NLRS_C_brandwerendheid
Pset_PlateCommon | IsExternal | NLRS_C_buiten
Pset_PlateCommon | LoadBearing | NLRS_C_dragend
Pset_PlateCommon | Status | NLRS_C_status
Pset_PlateCommon | ThermalTransmittance | NLRS_B_Uwaarde
Pset_ProtectiveDeviceOccurrence | GroundFaultCurrentSetValue
Pset_ProtectiveDeviceOccurrence | GroundFaultFunction
Pset_ProtectiveDeviceOccurrence | GroundFaulti2tFunction
Pset_ProtectiveDeviceOccurrence | GroundFaultTrippingTime
Pset_ProtectiveDeviceOccurrence | InstantaneousCurrentSetValue
Pset_ProtectiveDeviceOccurrence | InstantaneousTrippingTime
Pset_ProtectiveDeviceOccurrence | LongTimeCurrentSetValue
Pset_ProtectiveDeviceOccurrence | LongTimeDelay
Pset_ProtectiveDeviceOccurrence | LongTimeFunction
Pset_ProtectiveDeviceOccurrence | PoleUsage
Pset_ProtectiveDeviceOccurrence | ShortTimeCurrentSetValue
Pset_ProtectiveDeviceOccurrence | ShortTimeFunction
Pset_ProtectiveDeviceOccurrence | ShortTimei2tFunction
Pset_ProtectiveDeviceOccurrence | ShortTimeTrippingTime
Pset_ProtectiveDeviceTrippingUnitTypeCommon | Reference | Description
Pset_ProtectiveDeviceTrippingUnitTypeCommon | Reference | NLRS_C_description
Pset_ProtectiveDeviceTrippingUnitTypeCommon | AtexVerified
Pset_ProtectiveDeviceTrippingUnitTypeCommon | LimitingTerminalSize
Pset_ProtectiveDeviceTrippingUnitTypeCommon | OldDevice
Pset_ProtectiveDeviceTrippingUnitTypeCommon | Standard
Pset_ProtectiveDeviceTrippingUnitTypeCommon | Status | NLRS_C_status
Pset_ProtectiveDeviceTrippingUnitTypeCommon | UseInDiscrimination
Pset_ProtectiveDeviceTrippingUnitTypeElectroMagnetic | CurveDesignation
Pset_ProtectiveDeviceTrippingUnitTypeElectroMagnetic | DefinedTemperature
Pset_ProtectiveDeviceTrippingUnitTypeElectroMagnetic | ElectroMagneticTrippingUnitType | NLRS_C_type
Pset_ProtectiveDeviceTrippingUnitTypeElectroMagnetic | I1
Pset_ProtectiveDeviceTrippingUnitTypeElectroMagnetic | I2
Pset_ProtectiveDeviceTrippingUnitTypeElectroMagnetic | I4
Pset_ProtectiveDeviceTrippingUnitTypeElectroMagnetic | I5
Pset_ProtectiveDeviceTrippingUnitTypeElectroMagnetic | T2
Pset_ProtectiveDeviceTrippingUnitTypeElectroMagnetic | T5
Pset_ProtectiveDeviceTrippingUnitTypeElectroMagnetic | TemperatureFactor
Pset_ProtectiveDeviceTrippingUnitTypeElectronic | ElectronicTrippingUnitType | NLRS_C_type
Pset_ProtectiveDeviceTrippingUnitTypeElectronic | N_Protection
Pset_ProtectiveDeviceTrippingUnitTypeElectronic | N_Protection_100
Pset_ProtectiveDeviceTrippingUnitTypeElectronic | N_Protection_50
Pset_ProtectiveDeviceTrippingUnitTypeElectronic | N_Protection_Select
Pset_ProtectiveDeviceTrippingUnitTypeElectronic | NominalCurrents
Pset_ProtectiveDeviceTrippingUnitTypeResidualCurrent | TrippingUnitReleaseCurrent
Pset_ProtectiveDeviceTrippingUnitTypeThermal | CurveDesignation
Pset_ProtectiveDeviceTrippingUnitTypeThermal | DefinedTemperature
Pset_ProtectiveDeviceTrippingUnitTypeThermal | I1
Pset_ProtectiveDeviceTrippingUnitTypeThermal | I2
Pset_ProtectiveDeviceTrippingUnitTypeThermal | T2
Pset_ProtectiveDeviceTrippingUnitTypeThermal | TemperatureFactor
Pset_ProtectiveDeviceTrippingUnitTypeThermal | ThermalTrippingUnitType | NLRS_C_type
Pset_ProtectiveDeviceTypeCircuitBreaker | ICM60947
Pset_ProtectiveDeviceTypeCircuitBreaker | ICS60947
Pset_ProtectiveDeviceTypeCircuitBreaker | ICU60947
Pset_ProtectiveDeviceTypeCircuitBreaker | ICW60947
Pset_ProtectiveDeviceTypeCircuitBreaker | PerformanceClasses
Pset_ProtectiveDeviceTypeCircuitBreaker | VoltageLevel | NLRS_E_spanning
Pset_ProtectiveDeviceTypeCommon | Reference | Description
Pset_ProtectiveDeviceTypeCommon | Reference | NLRS_C_description
Pset_ProtectiveDeviceTypeCommon | Status | NLRS_C_status
Pset_ProtectiveDeviceTypeEarthFailureDevice | EarthFailureDeviceType | NLRS_C_type
Pset_ProtectiveDeviceTypeEarthFailureDevice | Sensitivity
Pset_ProtectiveDeviceTypeEarthLeakageCircuitBreaker | EarthFailureDeviceType | NLRS_C_type
Pset_ProtectiveDeviceTypeEarthLeakageCircuitBreaker | Sensitivity
Pset_ProtectiveDeviceTypeFuseDisconnector | FuseDisconnectorType | NLRS_C_type
Pset_ProtectiveDeviceTypeFuseDisconnector | IC60269
Pset_ProtectiveDeviceTypeFuseDisconnector | PowerLoss
Pset_ProtectiveDeviceTypeFuseDisconnector | VoltageLevel | NLRS_E_spanning
Pset_ProtectiveDeviceTypeResidualCurrentCircuitBreaker | Sensitivity
Pset_ProtectiveDeviceTypeResidualCurrentSwitch | Sensitivity
Pset_ProtectiveDeviceTypeVaristor | VaristorType | NLRS_C_type
Pset_PumpOccurrence | BaseType | NLRS_C_type
Pset_PumpOccurrence | DriveConnectionType | NLRS_C_type
Pset_PumpOccurrence | ImpellerDiameter | NLRS_C_diameter_01
Pset_PumpTypeCommon | Reference | Description
Pset_PumpTypeCommon | Reference | NLRS_C_description
Pset_PumpTypeCommon | ConnectionSize
Pset_PumpTypeCommon | FlowRateRange
Pset_PumpTypeCommon | FlowResistanceRange
Pset_PumpTypeCommon | NetPositiveSuctionHead
Pset_PumpTypeCommon | NominalRotationSpeed
Pset_PumpTypeCommon | Status | NLRS_C_status
Pset_PumpTypeCommon | TemperatureRange
Pset_RailingCommon | Diameter | Diameter
Pset_RailingCommon | Diameter | NLRS_C_diameter
Pset_RailingCommon | Reference | Description
Pset_RailingCommon | Reference | NLRS_C_description
Pset_RailingCommon | Height | NLRS_C_hoogte
Pset_RailingCommon | IsExternal | NLRS_C_buiten
Pset_RailingCommon | Status | NLRS_C_status
Pset_RampCommon | FireRating | Fire Rating
Pset_RampCommon | Reference | Description
Pset_RampCommon | Reference | NLRS_C_description
Pset_RampCommon | FireExit | NLRS_C_vluchtweg
Pset_RampCommon | FireRating | NLRS_C_brandwerendheid
Pset_RampCommon | HandicapAccessible | NLRS_C_toegankelijk
Pset_RampCommon | HasNonSkidSurface | NLRS_C_antislip
Pset_RampCommon | IsExternal | NLRS_C_buiten
Pset_RampCommon | LoadBearing | NLRS_C_dragend
Pset_RampCommon | RequiredHeadroom
Pset_RampCommon | RequiredSlope | NLRS_C_helling_min
Pset_RampCommon | Status | NLRS_C_status
Pset_RampCommon | ThermalTransmittance | NLRS_B_Uwaarde
Pset_RampFlightCommon | Reference | Description
Pset_RampFlightCommon | Reference | NLRS_C_description
Pset_RampFlightCommon | ClearWidth | NLRS_C_breedte_netto
Pset_RampFlightCommon | CounterSlope
Pset_RampFlightCommon | Headroom
Pset_RampFlightCommon | Slope | NLRS_C_helling
Pset_RampFlightCommon | Status | NLRS_C_status
Pset_RoofCommon | FireRating | Fire Rating
Pset_RoofCommon | Reference | Description
Pset_RoofCommon | Reference | NLRS_C_description
Pset_RoofCommon | AcousticRating | NLRS_C_geluidwerendheid_Rw
Pset_RoofCommon | FireRating | NLRS_C_brandwerendheid
Pset_RoofCommon | IsExternal | NLRS_C_buiten
Pset_RoofCommon | LoadBearing | NLRS_C_dragend
Pset_RoofCommon | Status | NLRS_C_status
Pset_RoofCommon | ThermalTransmittance | NLRS_B_Uwaarde
Pset_SanitaryTerminalTypeBath | BathType | NLRS_C_type
Pset_SanitaryTerminalTypeBath | DrainSize
Pset_SanitaryTerminalTypeBath | HasGrabHandles | NLRS_C_handgrepen
Pset_SanitaryTerminalTypeBidet | DrainSize
Pset_SanitaryTerminalTypeBidet | Mounting | NLRS_C_montage
Pset_SanitaryTerminalTypeBidet | SpilloverLevel
Pset_SanitaryTerminalTypeCistern | CisternCapacity
Pset_SanitaryTerminalTypeCistern | CisternHeight | NLRS_C_hoogte_01
Pset_SanitaryTerminalTypeCistern | FlushRate
Pset_SanitaryTerminalTypeCistern | FlushType | NLRS_C_type
Pset_SanitaryTerminalTypeCistern | IsAutomaticFlush | NLRS_C_automatisch
Pset_SanitaryTerminalTypeCistern | IsSingleFlush
Pset_SanitaryTerminalTypeCommon | Reference | Description
Pset_SanitaryTerminalTypeCommon | Reference | NLRS_C_description
Pset_SanitaryTerminalTypeCommon | Color | NLRS_C_materiaal_kleur
Pset_SanitaryTerminalTypeCommon | NominalLength | NLRS_C_lengte
Pset_SanitaryTerminalTypeCommon | NominalLength | Length
Pset_SanitaryTerminalTypeCommon | NominalWidth | NLRS_C_breedte
Pset_SanitaryTerminalTypeCommon | NominalWidth | Width
Pset_SanitaryTerminalTypeCommon | Status | NLRS_C_status
Pset_SanitaryTerminalTypeCommon | NominalDepth | NLRS_C_diepte
Pset_SanitaryTerminalTypeCommon | NominalDepth | Depth
Pset_SanitaryTerminalTypeFountain | DrainSize
Pset_SanitaryTerminalTypeFountain | FountainType | NLRS_C_type
Pset_SanitaryTerminalTypeFountain | Mounting | NLRS_C_montage
Pset_SanitaryTerminalTypeShower | DrainSize
Pset_SanitaryTerminalTypeShower | HasTray
Pset_SanitaryTerminalTypeShower | ShowerHeadDescription
Pset_SanitaryTerminalTypeShower | ShowerType | NLRS_C_type
Pset_SanitaryTerminalTypeSink | DrainSize
Pset_SanitaryTerminalTypeSink | Mounting | NLRS_C_montage
Pset_SanitaryTerminalTypeSink | MountingOffset | Offset from Level
Pset_SanitaryTerminalTypeSink | MountingOffset | NLRS_C_offset
Pset_SanitaryTerminalTypeSink | SinkType | NLRS_C_type
Pset_SanitaryTerminalTypeToiletPan | PanMounting | NLRS_C_montage
Pset_SanitaryTerminalTypeToiletPan | SpilloverLevel
Pset_SanitaryTerminalTypeToiletPan | ToiletPanType | NLRS_C_type
Pset_SanitaryTerminalTypeToiletPan | ToiletType | NLRS_C_type
Pset_SanitaryTerminalTypeUrinal | Mounting | NLRS_C_montage
Pset_SanitaryTerminalTypeUrinal | SpilloverLevel
Pset_SanitaryTerminalTypeUrinal | UrinalType | NLRS_C_type
Pset_SanitaryTerminalTypeWashHandBasin | DrainSize
Pset_SanitaryTerminalTypeWashHandBasin | Mounting | NLRS_C_montage
Pset_SanitaryTerminalTypeWashHandBasin | MountingOffset | NLRS_C_offset
Pset_SanitaryTerminalTypeWashHandBasin | MountingOffset | Offset from Level
Pset_SanitaryTerminalTypeWashHandBasin | WashHandBasinType | NLRS_C_type
Pset_SensorTypeCO2Sensor | SetPointConcentration
Pset_SensorTypeCommon | Reference | Description
Pset_SensorTypeCommon | Reference | NLRS_C_description
Pset_SensorTypeCommon | Status | NLRS_C_status
Pset_SensorTypeConductanceSensor | SetPointConductance
Pset_SensorTypeContactSensor | SetPointContact
Pset_SensorTypeFireSensor | AccuracyOfFireSensor
Pset_SensorTypeFireSensor | FireSensorSetPoint
Pset_SensorTypeFireSensor | TimeConstant
Pset_SensorTypeFlowSensor | SetPointFlow
Pset_SensorTypeFrostSensor | SetPointFrost
Pset_EvaporatorTypeCommon | InternalSurfaceArea
Pset_SensorTypeGasSensor | GasDetected
Pset_SensorTypeGasSensor | SetPointConcentration
Pset_FilterTypeAirParticleFilter | MediaExtendedArea
Pset_SensorTypeHeatSensor | RateOfTemperatureRise
Pset_SensorTypeHeatSensor | SetPointTemperature
Pset_SensorTypeHumiditySensor | SetPointHumidity
Pset_SensorTypeIdentifierSensor | SetPointIdentifier
Pset_SensorTypeIonConcentrationSensor | SetPointConcentration
Pset_SensorTypeIonConcentrationSensor | SubstanceDetected
Pset_SensorTypeLevelSensor | SetPointLevel
Pset_SensorTypeLightSensor | SetPointIlluminance
Pset_SensorTypeMoistureSensor | SetPointMoisture
Pset_SensorTypeMovementSensor | MovementSensingType | NLRS_C_type
Pset_SensorTypeMovementSensor | SetPointMovement
Pset_SensorTypePHSensor | SetPointPH
Pset_SensorTypePressureSensor | IsSwitch
Pset_SensorTypePressureSensor | SetPointPressure
Pset_SensorTypeRadiationSensor | SetPointRadiation
Pset_SensorTypeRadioactivitySensor | SetPointRadioactivity
Pset_AirTerminalTypeCommon | NeckArea
Pset_SensorTypeSmokeSensor | HasBuiltInAlarm
Pset_SensorTypeSmokeSensor | SetPointConcentration
Pset_SensorTypeSoundSensor | SetPointSound
Pset_SensorTypeTemperatureSensor | SetPointTemperature
Pset_SensorTypeTemperatureSensor | TemperatureSensorType | NLRS_C_type
Pset_SensorTypeWindSensor | SetPointSpeed
Pset_SensorTypeWindSensor | WindSensorType | NLRS_C_type
Pset_ShadingDeviceCommon | Reference | Description
Pset_ShadingDeviceCommon | Reference | NLRS_C_description
Pset_ShadingDeviceCommon | IsExternal | NLRS_C_buiten
Pset_ShadingDeviceCommon | MechanicalOperated
Pset_ShadingDeviceCommon | Roughness
Pset_ShadingDeviceCommon | ShadingDeviceType | NLRS_C_type
Pset_ShadingDeviceCommon | SolarReflectance
Pset_ShadingDeviceCommon | SolarTransmittance
Pset_ShadingDeviceCommon | Status | NLRS_C_status
Pset_ShadingDeviceCommon | SurfaceColor | NLRS_C_materiaal_kleur
Pset_ShadingDeviceCommon | ThermalTransmittance | NLRS_B_Uwaarde
Pset_ShadingDeviceCommon | VisibleLightReflectance
Pset_ShadingDeviceCommon | VisibleLightTransmittance
Pset_SiteCommon | Reference | Description
Pset_SiteCommon | Reference | NLRS_C_description
Pset_ZoneCommon | NetAreaPlanned | NLRS_C_eis_oppervlakte_netto
Pset_SiteCommon | BuildingHeightLimit | NLRS_C_hoogte_max
Pset_BuildingCommon | NetPlannedArea | NLRS_C_eis_oppervlakte_netto
Pset_SiteCommon | SiteCoverageRatio
Pset_BuildingStoreyCommon | NetPlannedArea | NLRS_C_eis_oppervlakte_netto
Pset_SlabCommon | FireRating | Fire Rating
Pset_SlabCommon | Reference | Description
Pset_SlabCommon | Reference | NLRS_C_description
Pset_SlabCommon | AcousticRating | NLRS_C_geluidwerendheid_Rw
Pset_SlabCommon | Combustible | NLRS_C_brandbaar
Pset_SlabCommon | Compartmentation
Pset_SlabCommon | FireRating | NLRS_C_brandwerendheid
Pset_SlabCommon | IsExternal | NLRS_C_buiten
Pset_SlabCommon | LoadBearing | NLRS_C_dragend
Pset_SlabCommon | PitchAngle
Pset_SlabCommon | Status | NLRS_C_status
Pset_SlabCommon | SurfaceSpreadOfFlame | NLRS_C_brandklasse_code
Pset_SlabCommon | ThermalTransmittance | NLRS_B_Uwaarde
Pset_SolarDeviceTypeCommon | Reference | Description
Pset_SolarDeviceTypeCommon | Reference | NLRS_C_description
Pset_SpaceCommon | NetPlannedArea | NLRS_C_eis_oppervlakte_netto
Pset_SolarDeviceTypeCommon | CellEfficiency
Pset_SolarDeviceTypeCommon | Status | NLRS_C_status
Pset_SpaceCommon | Reference | Description
Pset_SpaceCommon | Reference | NLRS_C_description
Pset_CondenserTypeCommon | NominalHeatTransferArea
Pset_SpaceCommon | HandicapAccessible
Pset_SpaceCommon | IsExternal | NLRS_C_buiten
Pset_EvaporatorTypeCommon | NominalHeatTransferArea
Pset_SpaceCommon | PubliclyAccessible
Pset_SpaceCoveringRequirements | CeilingCovering
Pset_SpaceCoveringRequirements | CeilingCoveringThickness | NLRS_C_dikte_01
Pset_SpaceCoveringRequirements | ConcealedCeiling
Pset_SpaceCoveringRequirements | ConcealedCeilingOffset
Pset_SpaceCoveringRequirements | ConcealedFlooring
Pset_SpaceCoveringRequirements | ConcealedFlooringOffset
Pset_SpaceCoveringRequirements | FloorCovering
Pset_SpaceCoveringRequirements | FloorCoveringThickness | NLRS_C_dikte_02
Pset_SpaceCoveringRequirements | Molding
Pset_SpaceCoveringRequirements | MoldingHeight | NLRS_C_hoogte_01
Pset_SpaceCoveringRequirements | SkirtingBoard
Pset_SpaceCoveringRequirements | SkirtingBoardHeight | NLRS_C_hoogte_02
Pset_SpaceCoveringRequirements | WallCovering
Pset_SpaceCoveringRequirements | WallCoveringThickness | NLRS_C_dikte_03
Pset_SpaceFireSafetyRequirements | AirPressurization
Pset_SpaceFireSafetyRequirements | FireExit | NLRS_C_vluchtweg
Pset_SpaceFireSafetyRequirements | FireRiskFactor
Pset_SpaceFireSafetyRequirements | FlammableStorage
Pset_SpaceFireSafetyRequirements | SprinklerProtection
Pset_SpaceFireSafetyRequirements | SprinklerProtectionAutomatic | NLRS_C_sprinkler_automatisch
Pset_SpaceHeaterTypeCommon | Reference | Description
Pset_SpaceHeaterTypeCommon | Reference | NLRS_C_description
Pset_SpaceHeaterTypeCommon | BodyMass | NLRS_C_gewicht
Pset_SpaceHeaterTypeCommon | EnergySource
Pset_SpaceHeaterTypeCommon | HeatTransferDimension
Pset_SpaceHeaterTypeCommon | HeatTransferMedium | NLRS_C_medium
Pset_SpaceHeaterTypeCommon | NumberOfPanels
Pset_SpaceHeaterTypeCommon | NumberOfSections
Pset_SpaceHeaterTypeCommon | OutputCapacity
Pset_SpaceHeaterTypeCommon | PlacementType | NLRS_C_type
Pset_SpaceHeaterTypeCommon | Status | NLRS_C_status
Pset_SpaceHeaterTypeCommon | TemperatureClassification
Pset_SpaceHeaterTypeCommon | ThermalEfficiency
Pset_SpaceHeaterTypeCommon | ThermalMassHeatCapacity
Pset_SpaceHeaterTypeConvector | ConvectorType | NLRS_C_type
Pset_SpaceHeaterTypeRadiator | RadiatorType | NLRS_C_type
Pset_SpaceHeaterTypeRadiator | TubingLength | NLRS_C_lengte_01
Pset_SpaceHeaterTypeRadiator | WaterContent
Pset_SpaceLightingRequirements | ArtificialLighting
Pset_SpaceLightingRequirements | Illuminance
Pset_CoilTypeHydronic | PrimarySurfaceArea | NLRS_C_oppervlakte_02
Pset_SpaceOccupancyRequirements | IsOutlookDesirable
Pset_SpaceOccupancyRequirements | MinimumHeadroom
Pset_SpaceOccupancyRequirements | OccupancyNumber
Pset_SpaceOccupancyRequirements | OccupancyNumberPeak
Pset_SpaceOccupancyRequirements | OccupancyTimePerDay
Pset_SpaceOccupancyRequirements | OccupancyType | NLRS_C_type
Pset_CoilTypeHydronic | SecondarySurfaceArea | NLRS_C_oppervlakte_03
Pset_SpaceThermalDesign | CeilingRAPlenum
Pset_SpaceThermalDesign | CoolingDesignAirflow
Pset_SpaceThermalDesign | CoolingDryBulb
Pset_SpaceThermalDesign | CoolingRelativeHumidity
Pset_SpaceThermalDesign | ExhaustAirFlowrate
Pset_SpaceThermalDesign | HeatingDesignAirflow
Pset_SpaceThermalDesign | HeatingDryBulb
Pset_SpaceThermalDesign | HeatingRelativeHumidity
Pset_SpaceThermalDesign | TotalHeatGain
Pset_SpaceThermalDesign | TotalHeatLoss
Pset_SpaceThermalDesign | TotalSensibleHeatGain
Pset_SpaceThermalDesign | VentilationAirFlowrate
Pset_SpaceThermalLoad | AirExchangeRate
Pset_SpaceThermalLoad | DryBulbTemperature
Pset_SpaceThermalLoad | EquipmentSensible
Pset_SpaceThermalLoad | ExhaustAir
Pset_SpaceThermalLoad | InfiltrationSensible
Pset_SpaceThermalLoad | Lighting
Pset_SpaceThermalLoad | People
Pset_SpaceThermalLoad | RecirculatedAir
Pset_SpaceThermalLoad | RelativeHumidity
Pset_SpaceThermalLoad | TotalLatentLoad
Pset_SpaceThermalLoad | TotalRadiantLoad
Pset_SpaceThermalLoad | TotalSensibleLoad
Pset_SpaceThermalLoad | VentilationIndoorAir
Pset_SpaceThermalLoad | VentilationOutdoorAir
Pset_SpaceThermalRequirements | AirConditioning
Pset_SpaceThermalRequirements | AirConditioningCentral
Pset_SpaceThermalRequirements | DiscontinuedHeating
Pset_SpaceThermalRequirements | MechanicalVentilationRate
Pset_SpaceThermalRequirements | NaturalVentilation
Pset_SpaceThermalRequirements | NaturalVentilationRate
Pset_SpaceThermalRequirements | SpaceHumidity | NLRS_C_relatieve luchtvochtigheid
Pset_SpaceThermalRequirements | SpaceHumidityMax | NLRS_C_relatieve luchtvochtigheid_max
Pset_SpaceThermalRequirements | SpaceHumidityMin | NLRS_C_relatieve luchtvochtigheid_min
Pset_SpaceThermalRequirements | SpaceHumiditySummer
Pset_SpaceThermalRequirements | SpaceHumidityWinter
Pset_SpaceThermalRequirements | SpaceTemperature
Pset_SpaceThermalRequirements | SpaceTemperatureMax
Pset_SpaceThermalRequirements | SpaceTemperatureMin
Pset_SpaceThermalRequirements | SpaceTemperatureSummerMax | NLRS_M_binnentemperatuur zomer_max
Pset_SpaceThermalRequirements | SpaceTemperatureSummerMin | NLRS_M_binnentemperatuur zomer_min
Pset_SpaceThermalRequirements | SpaceTemperatureWinterMax | NLRS_M_binnentemperatuur winter_max
Pset_SpaceThermalRequirements | SpaceTemperatureWinterMin | NLRS_M_binnentemperatuur winter_min
Pset_SpatialZoneCommon | Reference | Description
Pset_SpatialZoneCommon | Reference | NLRS_C_description
Pset_SpatialZoneCommon | IsExternal | NLRS_C_buiten
Pset_StairCommon | FireRating | Fire Rating
Pset_StairCommon | Reference | Description
Pset_StairCommon | Reference | NLRS_C_description
Pset_StairCommon | FireExit | NLRS_C_vluchtweg
Pset_StairCommon | FireRating | NLRS_C_brandwerendheid
Pset_StairCommon | HandicapAccessible | NLRS_C_toegankelijk
Pset_StairCommon | HasNonSkidSurface | NLRS_C_antislip
Pset_StairCommon | IsExternal | NLRS_C_buiten
Pset_StairCommon | LoadBearing | NLRS_C_dragend
Pset_StairCommon | NosingLength | Nosing Length
Pset_StairCommon | NumberOfRiser
Pset_StairCommon | NumberOfTreads
Pset_StairCommon | RequiredHeadroom
Pset_StairCommon | RiserHeight | Actual Riser Height
Pset_StairCommon | Status | NLRS_C_status
Pset_StairCommon | ThermalTransmittance | NLRS_B_Uwaarde
Pset_StairCommon | TreadLength | Actual Tread Depth
Pset_StairCommon | TreadLengthAtInnerSide
Pset_StairCommon | TreadLengthAtOffset
Pset_StairCommon | WaistThickness | NLRS_C_dikte_01
Pset_StairCommon | WalkingLineOffset
Pset_StairFlightCommon | Reference | Description
Pset_StairFlightCommon | Reference | NLRS_C_description
Pset_StairFlightCommon | Headroom
Pset_StairFlightCommon | NosingLength | Nosing Length
Pset_StairFlightCommon | NumberOfRiser
Pset_StairFlightCommon | NumberOfTreads
Pset_StairFlightCommon | RiserHeight | Actual Riser Height
Pset_StairFlightCommon | Status | NLRS_C_status
Pset_StairFlightCommon | TreadLength | Actual Tread Depth
Pset_StairFlightCommon | TreadLengthAtInnerSide
Pset_StairFlightCommon | TreadLengthAtOffset
Pset_StairFlightCommon | WaistThickness | NLRS_C_dikte_01
Pset_StairFlightCommon | WalkingLineOffset
Pset_SwitchingDeviceTypeCommon | Reference | Description
Pset_SwitchingDeviceTypeCommon | Reference | NLRS_C_description
Pset_SwitchingDeviceTypeCommon | HasLock
Pset_SwitchingDeviceTypeCommon | IsIlluminated
Pset_SwitchingDeviceTypeCommon | Legend
Pset_SwitchingDeviceTypeCommon | NumberOfGangs
Pset_SwitchingDeviceTypeCommon | SetPoint
Pset_SwitchingDeviceTypeCommon | Status | NLRS_C_status
Pset_SwitchingDeviceTypeCommon | SwitchFunction
Pset_SwitchingDeviceTypeContactor | ContactorType | NLRS_C_type
Pset_SwitchingDeviceTypeDimmerSwitch | DimmerType | NLRS_C_type
Pset_SwitchingDeviceTypeEmergencyStop | SwitchOperation
Pset_SwitchingDeviceTypeKeypad | KeypadType | NLRS_C_type
Pset_SwitchingDeviceTypeMomentarySwitch | MomentaryType | NLRS_C_type
Pset_SwitchingDeviceTypeSelectorSwitch | SelectorType | NLRS_C_type
Pset_SwitchingDeviceTypeSelectorSwitch | SwitchActivation
Pset_SwitchingDeviceTypeSelectorSwitch | SwitchUsage
Pset_SwitchingDeviceTypeStarter | StarterType | NLRS_C_type
Pset_SwitchingDeviceTypeSwitchDisconnector | LoadDisconnectionType | NLRS_C_type
Pset_SwitchingDeviceTypeSwitchDisconnector | SwitchDisconnectorType | NLRS_C_type
Pset_SwitchingDeviceTypeToggleSwitch | SwitchActivation
Pset_SwitchingDeviceTypeToggleSwitch | SwitchUsage
Pset_SwitchingDeviceTypeToggleSwitch | ToggleSwitchType | NLRS_C_type
Pset_SystemFurnitureElementTypeCommon | Finishing | NLRS_C_materiaal_afwerking
Pset_SystemFurnitureElementTypeCommon | GroupCode
Pset_SystemFurnitureElementTypeCommon | IsUsed
Pset_SystemFurnitureElementTypeCommon | NominalHeight | NLRS_C_hoogte
Pset_SystemFurnitureElementTypeCommon | NominalHeight | Height
Pset_SystemFurnitureElementTypeCommon | NominalWidth | NLRS_C_breedte
Pset_SystemFurnitureElementTypeCommon | NominalWidth | Width
Pset_SystemFurnitureElementTypePanel | FurniturePanelType | NLRS_C_type
Pset_SystemFurnitureElementTypePanel | HasOpening
Pset_SystemFurnitureElementTypePanel | NominalThickness | NLRS_C_dikte
Pset_SystemFurnitureElementTypeWorkSurface | HangingHeight | NLRS_C_hoogte_01
Pset_SystemFurnitureElementTypeWorkSurface | NominalThickness | NLRS_C_dikte
Pset_SystemFurnitureElementTypeWorkSurface | ShapeDescription | NLRS_C_vorm
Pset_SystemFurnitureElementTypeWorkSurface | SupportType | NLRS_C_type
Pset_SystemFurnitureElementTypeWorkSurface | UsePurpose
Pset_TankOccurrence | HasLadder
Pset_TankOccurrence | HasVisualIndicator
Pset_TankOccurrence | TankComposition
Pset_TankTypeCommon | NominalLengthOrDiameter | NLRS_C_diameter
Pset_TankTypeCommon | Reference | Description
Pset_TankTypeCommon | Reference | NLRS_C_description
Pset_TankTypeCommon | AccessType | NLRS_C_type
Pset_TankTypeCommon | EffectiveCapacity
Pset_TankTypeCommon | EndShapeType | NLRS_C_vorm
Pset_TankTypeCommon | FirstCurvatureRadius
Pset_TankTypeCommon | NominalCapacity
Pset_TankTypeCommon | NominalLengthOrDiameter | Length
Pset_TankTypeCommon | NominalLengthOrDiameter | NLRS_C_lengte
Pset_TankTypeCommon | NominalLengthOrDiameter | Diameter
Pset_TankTypeCommon | NominalWidthOrDiameter | NLRS_C_diameter
Pset_TankTypeCommon | NumberOfSections
Pset_TankTypeCommon | OperatingWeight | NLRS_C_gewicht
Pset_TankTypeCommon | PatternType | NLRS_C_type
Pset_TankTypeCommon | SecondCurvatureRadius
Pset_TankTypeCommon | Status | NLRS_C_status
Pset_TankTypeCommon | StorageType | NLRS_C_type
Pset_TankTypeCommon | NominalWidthOrDiameter | Diameter
Pset_TankTypeCommon | NominalWidthOrDiameter | NLRS_C_breedte
Pset_TankTypeCommon | NominalWidthOrDiameter | Width
Pset_TankTypeCommon | NominalDepth | NLRS_C_diepte
Pset_TankTypeCommon | NominalDepth | Depth
Pset_TendonAnchorCommon | Reference | Description
Pset_TendonAnchorCommon | Reference | NLRS_C_description
Pset_TendonAnchorCommon | Status | NLRS_C_status
Pset_TendonCommon | NominalDiameter | Diameter
Pset_TendonCommon | NominalDiameter | NLRS_C_diameter
Pset_TendonCommon | Reference | Description
Pset_TendonCommon | Reference | NLRS_C_description
Pset_TendonCommon | SheathDiameter | NLRS_C_diameter_01
Pset_TendonCommon | Status | NLRS_C_status
Pset_ThermalLoadAggregate | ApplianceDiversity
Pset_ThermalLoadAggregate | InfiltrationDiversitySummer
Pset_ThermalLoadAggregate | InfiltrationDiversityWinter
Pset_ThermalLoadAggregate | LightingDiversity
Pset_ThermalLoadAggregate | LoadSafetyFactor
Pset_ThermalLoadAggregate | TotalCoolingLoad | NLRS_M_afgifte_koeling
Pset_ThermalLoadAggregate | TotalHeatingLoad | NLRS_M_afgifte_verwarming
Pset_ThermalLoadDesignCriteria | AppliancePercentLoadToRadiant
Pset_ThermalLoadDesignCriteria | LightingLoadIntensity
Pset_ThermalLoadDesignCriteria | LightingPercentLoadToReturnAir
Pset_ThermalLoadDesignCriteria | OccupancyDiversity
Pset_ThermalLoadDesignCriteria | OutsideAirPerPerson
Pset_ThermalLoadDesignCriteria | ReceptacleLoadIntensity
Pset_TransformerTypeCommon | Reference | Description
Pset_TransformerTypeCommon | Reference | NLRS_C_description
Pset_TransformerTypeCommon | EfficiencyCurve
Pset_TransformerTypeCommon | ImaginaryImpedanceRatio
Pset_TransformerTypeCommon | IsNeutralPrimaryTerminalAvailable
Pset_TransformerTypeCommon | IsNeutralSecondaryTerminalAvailable
Pset_TransformerTypeCommon | MaximumApparentPower
Pset_TransformerTypeCommon | PrimaryApparentPower
Pset_TransformerTypeCommon | PrimaryCurrent
Pset_TransformerTypeCommon | PrimaryFrequency
Pset_TransformerTypeCommon | PrimaryVoltage
Pset_TransformerTypeCommon | RadiativeFraction
Pset_TransformerTypeCommon | RealImpedanceRatio
Pset_TransformerTypeCommon | SecondaryApparentPower
Pset_TransformerTypeCommon | SecondaryCurrent
Pset_TransformerTypeCommon | SecondaryCurrentType | NLRS_C_type
Pset_TransformerTypeCommon | SecondaryFrequency
Pset_TransformerTypeCommon | SecondaryVoltage
Pset_TransformerTypeCommon | ShortCircuitVoltage
Pset_TransformerTypeCommon | Status | NLRS_C_status
Pset_TransformerTypeCommon | TransformerVectorGroup
Pset_TransportElementCommon | Reference | Description
Pset_TransportElementCommon | Reference | Description
Pset_TransportElementCommon | Reference | NLRS_C_description
Pset_TransportElementCommon | Reference | NLRS_C_description
Pset_TransportElementCommon | CapacityPeople | NLRS_C_type
Pset_TransportElementCommon | CapacityWeight | NLRS_C_gewicht
Pset_TransportElementCommon | FireExit | NLRS_C_vluchtweg
Pset_TransportElementCommon | Status | NLRS_C_status
Pset_TransportElementElevator | ClearDepth | NLRS_C_diepte_netto
Pset_TransportElementElevator | ClearDepth | Depth
Pset_TransportElementElevator | ClearHeight | NLRS_C_hoogte_min
Pset_TransportElementElevator | ClearWidth | NLRS_C_breedte_netto
Pset_TransportElementElevator | FireFightingLift
Pset_TubeBundleTypeCommon | NominalDiameter | Diameter
Pset_TubeBundleTypeCommon | NominalDiameter | NLRS_C_diameter
Pset_TubeBundleTypeCommon | Reference | Description
Pset_TubeBundleTypeCommon | Reference | NLRS_C_description
Pset_TubeBundleTypeCommon | FoulingFactor
Pset_TubeBundleTypeCommon | HasTurbulator
Pset_TubeBundleTypeCommon | HorizontalSpacing
Pset_TubeBundleTypeCommon | InLineRowSpacing
Pset_TubeBundleTypeCommon | InsideDiameter | NLRS_C_diameter_01
Pset_TubeBundleTypeCommon | Length | Length
Pset_TubeBundleTypeCommon | Length | NLRS_C_lengte
Pset_TubeBundleTypeCommon | NumberOfCircuits
Pset_TubeBundleTypeCommon | NumberOfRows
Pset_TubeBundleTypeCommon | OutsideDiameter | NLRS_C_diameter_02
Pset_TubeBundleTypeCommon | StaggeredRowSpacing
Pset_TubeBundleTypeCommon | Status | NLRS_C_status
Pset_TubeBundleTypeCommon | ThermalConductivity | NLRS_B_Rcwaarde
Pset_TubeBundleTypeCommon | VerticalSpacing
Pset_TubeBundleTypeCommon | Volume | NLRS_C_volume
Pset_TubeBundleTypeFinned | Diameter | Diameter
Pset_TubeBundleTypeFinned | Diameter | NLRS_C_diameter
Pset_TubeBundleTypeFinned | FinCorrugatedType | NLRS_C_type
Pset_TubeBundleTypeFinned | HasCoating
Pset_TubeBundleTypeFinned | Height | NLRS_C_hoogte
Pset_TubeBundleTypeFinned | Height | Height
Pset_TubeBundleTypeFinned | Length | Length
Pset_TubeBundleTypeFinned | Length | NLRS_C_lengte
Pset_TubeBundleTypeFinned | Spacing
Pset_TubeBundleTypeFinned | ThermalConductivity | NLRS_B_Rcwaarde
Pset_TubeBundleTypeFinned | Thickness | NLRS_C_dikte
Pset_UnitaryControlElementTypeCommon | Reference | Description
Pset_UnitaryControlElementTypeCommon | Reference | NLRS_C_description
Pset_UnitaryControlElementTypeCommon | Mode
Pset_UnitaryControlElementTypeCommon | Status | NLRS_C_status
Pset_UnitaryControlElementTypeIndicatorPanel | Application
Pset_UnitaryControlElementTypeThermostat | TemperatureSetPoint
Pset_UnitaryEquipmentTypeAirConditioningUnit | CondenserEnteringTemperature
Pset_UnitaryEquipmentTypeAirConditioningUnit | CondenserFlowrate
Pset_UnitaryEquipmentTypeAirConditioningUnit | CondenserLeavingTemperature
Pset_UnitaryEquipmentTypeAirConditioningUnit | CoolingEfficiency
Pset_UnitaryEquipmentTypeAirConditioningUnit | HeatingCapacity | NLRS_M_afgifte_verwarming
Pset_UnitaryEquipmentTypeAirConditioningUnit | HeatingEfficiency
Pset_UnitaryEquipmentTypeAirConditioningUnit | LatentCoolingCapacity | NLRS_M_afgifte_koeling_01
Pset_UnitaryEquipmentTypeAirConditioningUnit | OutsideAirFlowrate
Pset_UnitaryEquipmentTypeAirConditioningUnit | SensibleCoolingCapacity | NLRS_M_afgifte_koeling
Pset_UnitaryEquipmentTypeAirHandler | AirHandlerConstruction
Pset_UnitaryEquipmentTypeAirHandler | AirHandlerFanCoilArrangement
Pset_UnitaryEquipmentTypeAirHandler | DualDeck
Pset_UnitaryEquipmentTypeCommon | Reference | Description
Pset_UnitaryEquipmentTypeCommon | Reference | NLRS_C_description
Pset_UnitaryEquipmentTypeCommon | Status | NLRS_C_status
Pset_ValveTypeAirRelease | IsAutomatic | NLRS_C_automatisch
Pset_ValveTypeCommon | Reference | Description
Pset_ValveTypeCommon | Reference | NLRS_C_description
Pset_ValveTypeCommon | CloseOffRating
Pset_ValveTypeCommon | FlowCoefficient
Pset_ValveTypeCommon | Size
Pset_ValveTypeCommon | Status | NLRS_C_status
Pset_ValveTypeCommon | TestPressure
Pset_ValveTypeCommon | ValveMechanism
Pset_ValveTypeCommon | ValveOperation
Pset_ValveTypeCommon | ValvePattern
Pset_ValveTypeCommon | WorkingPressure
Pset_ValveTypeDrawOffCock | HasHoseUnion
Pset_ValveTypeFaucet | FaucetFunction
Pset_ValveTypeFaucet | FaucetOperation
Pset_ValveTypeFaucet | FaucetTopDescription
Pset_ValveTypeFaucet | FaucetType | NLRS_C_type
Pset_ValveTypeFaucet | Finish | NLRS_C_materiaal_afwerking
Pset_ValveTypeFlushing | FlushingRate
Pset_ValveTypeFlushing | HasIntegralShutOffDevice
Pset_ValveTypeFlushing | IsHighPressure
Pset_ValveTypeGasTap | HasHoseUnion
Pset_ValveTypeIsolating | IsNormallyOpen
Pset_ValveTypeIsolating | IsolatingPurpose
Pset_ValveTypeMixing | MixerControl
Pset_ValveTypeMixing | OutletConnectionSize
Pset_ValveTypePressureReducing | DownstreamPressure
Pset_ValveTypePressureReducing | UpstreamPressure
Pset_ValveTypePressureRelief | ReliefPressure
Pset_VibrationIsolatorTypeCommon | Reference | Description
Pset_VibrationIsolatorTypeCommon | Reference | NLRS_C_description
Pset_VibrationIsolatorTypeCommon | IsolatorCompressibility
Pset_VibrationIsolatorTypeCommon | IsolatorStaticDeflection
Pset_VibrationIsolatorTypeCommon | MaximumSupportedWeight
Pset_VibrationIsolatorTypeCommon | NominalHeight | NLRS_C_hoogte
Pset_VibrationIsolatorTypeCommon | NominalHeight | Height
Pset_VibrationIsolatorTypeCommon | Status | NLRS_C_status
Pset_VibrationIsolatorTypeCommon | VibrationTransmissibility
Pset_WallCommon | FireRating | Fire Rating
Pset_WallCommon | Reference | Description
Pset_WallCommon | Reference | NLRS_C_description
Pset_WallCommon | Status | NLRS_C_status
Pset_WallCommon | AcousticRating | NLRS_C_geluidwerendheid_Rw
Pset_WallCommon | FireRating | NLRS_C_brandwerendheid
Pset_WallCommon | Combustible | NLRS_C_brandbaar
Pset_WallCommon | SurfaceSpreadOfFlame | NLRS_C_brandklasse_code
Pset_WallCommon | ThermalTransmittance | NLRS_B_Uwaarde
Pset_WallCommon | IsExternal | NLRS_C_buiten
Pset_WallCommon | LoadBearing | NLRS_C_dragend
Pset_WallCommon | ExtendToStructure
Pset_WallCommon | Compartmentation
Pset_WasteTerminalTypeCommon | Reference | Description
Pset_WasteTerminalTypeCommon | Reference | NLRS_C_description
Pset_WasteTerminalTypeCommon | Status | NLRS_C_status
Pset_WasteTerminalTypeFloorTrap | CoverLength | NLRS_C_lengte_01
Pset_WasteTerminalTypeFloorTrap | CoverWidth | NLRS_C_breedte_01
Pset_WasteTerminalTypeFloorTrap | HasStrainer
Pset_WasteTerminalTypeFloorTrap | InletConnectionSize
Pset_WasteTerminalTypeFloorTrap | InletPatternType | NLRS_C_type
Pset_WasteTerminalTypeFloorTrap | IsForSullageWater
Pset_WasteTerminalTypeFloorTrap | NominalBodyLength | Length
Pset_WasteTerminalTypeFloorTrap | NominalBodyLength | NLRS_C_lengte
Pset_WasteTerminalTypeFloorTrap | NominalBodyWidth | NLRS_C_breedte
Pset_WasteTerminalTypeFloorTrap | NominalBodyWidth | Width
Pset_WasteTerminalTypeFloorTrap | OutletConnectionSize
Pset_WasteTerminalTypeFloorTrap | SpilloverLevel
Pset_WasteTerminalTypeFloorTrap | TrapType | NLRS_C_type
Pset_WasteTerminalTypeFloorTrap | NominalBodyDepth | NLRS_C_diepte
Pset_WasteTerminalTypeFloorTrap | NominalBodyDepth | Depth
Pset_WasteTerminalTypeFloorWaste | CoverLength | NLRS_C_lengte_01
Pset_WasteTerminalTypeFloorWaste | CoverWidth | NLRS_C_breedte_01
Pset_WasteTerminalTypeFloorWaste | NominalBodyLength | Length
Pset_WasteTerminalTypeFloorWaste | NominalBodyLength | NLRS_C_lengte
Pset_WasteTerminalTypeFloorWaste | NominalBodyWidth | NLRS_C_breedte
Pset_WasteTerminalTypeFloorWaste | NominalBodyWidth | Width
Pset_WasteTerminalTypeFloorWaste | OutletConnectionSize
Pset_WasteTerminalTypeFloorWaste | NominalBodyDepth | NLRS_C_diepte
Pset_WasteTerminalTypeFloorWaste | NominalBodyDepth | Depth
Pset_WasteTerminalTypeGullySump | BackInletPatternType | NLRS_C_type
Pset_WasteTerminalTypeGullySump | CoverLength | NLRS_C_lengte_01
Pset_WasteTerminalTypeGullySump | CoverWidth | NLRS_C_breedte_01
Pset_WasteTerminalTypeGullySump | GullyType | NLRS_C_type
Pset_WasteTerminalTypeGullySump | InletConnectionSize
Pset_WasteTerminalTypeGullySump | NominalSumpLength | Length
Pset_WasteTerminalTypeGullySump | NominalSumpLength | NLRS_C_lengte
Pset_WasteTerminalTypeGullySump | NominalSumpWidth | NLRS_C_breedte
Pset_WasteTerminalTypeGullySump | NominalSumpWidth | Width
Pset_WasteTerminalTypeGullySump | OutletConnectionSize
Pset_WasteTerminalTypeGullySump | TrapType | NLRS_C_type
Pset_WasteTerminalTypeGullySump | NominalSumpDepth | NLRS_C_diepte
Pset_WasteTerminalTypeGullySump | NominalSumpDepth | Depth
Pset_WasteTerminalTypeGullyTrap | BackInletPatternType | NLRS_C_type
Pset_WasteTerminalTypeGullyTrap | CoverLength | NLRS_C_lengte_01
Pset_WasteTerminalTypeGullyTrap | CoverWidth | NLRS_C_breedte_01
Pset_WasteTerminalTypeGullyTrap | GullyType | NLRS_C_type
Pset_WasteTerminalTypeGullyTrap | HasStrainer
Pset_WasteTerminalTypeGullyTrap | InletConnectionSize
Pset_WasteTerminalTypeGullyTrap | NominalBodyLength | Length
Pset_WasteTerminalTypeGullyTrap | NominalBodyLength | NLRS_C_lengte
Pset_WasteTerminalTypeGullyTrap | NominalBodyWidth | NLRS_C_breedte
Pset_WasteTerminalTypeGullyTrap | NominalBodyWidth | Width
Pset_WasteTerminalTypeGullyTrap | OutletConnectionSize
Pset_WasteTerminalTypeGullyTrap | TrapType | NLRS_C_type
Pset_WasteTerminalTypeGullyTrap | NominalBodyDepth | NLRS_C_diepte
Pset_WasteTerminalTypeGullyTrap | NominalBodyDepth | Depth
Pset_WasteTerminalTypeRoofDrain | CoverLength | NLRS_C_lengte_01
Pset_WasteTerminalTypeRoofDrain | CoverWidth | NLRS_C_breedte_01
Pset_WasteTerminalTypeRoofDrain | NominalBodyLength | Length
Pset_WasteTerminalTypeRoofDrain | NominalBodyLength | NLRS_C_lengte
Pset_WasteTerminalTypeRoofDrain | NominalBodyWidth | NLRS_C_breedte
Pset_WasteTerminalTypeRoofDrain | NominalBodyWidth | Width
Pset_WasteTerminalTypeRoofDrain | OutletConnectionSize
Pset_WasteTerminalTypeRoofDrain | NominalBodyDepth | NLRS_C_diepte
Pset_WasteTerminalTypeRoofDrain | NominalBodyDepth | Depth
Pset_WasteTerminalTypeWasteDisposalUnit | DrainConnectionSize
Pset_WasteTerminalTypeWasteDisposalUnit | OutletConnectionSize
Pset_WasteTerminalTypeWasteDisposalUnit | NominalDepth | NLRS_C_diepte
Pset_WasteTerminalTypeWasteDisposalUnit | NominalDepth | Depth
Pset_WasteTerminalTypeWasteTrap | InletConnectionSize
Pset_WasteTerminalTypeWasteTrap | OutletConnectionSize
Pset_WasteTerminalTypeWasteTrap | WasteTrapType | NLRS_C_type
Pset_WindowCommon | FireRating | Fire Rating
Pset_WindowCommon | Reference | Description
Pset_WindowCommon | Reference | NLRS_C_description
Pset_WindowCommon | AcousticRating | NLRS_C_geluidwerendheid_Rw
Pset_WindowCommon | FireExit | NLRS_C_vluchtweg
Pset_WindowCommon | FireRating | NLRS_C_brandwerendheid
Pset_SiteCommon | TotalArea | NLRS_C_oppervlakte
Pset_WindowCommon | HasDrive
Pset_WindowCommon | HasSillExternal
Pset_WindowCommon | HasSillInternal
Pset_WindowCommon | Infiltration
Pset_WindowCommon | IsExternal | NLRS_C_buiten
Pset_WindowCommon | MechanicalLoadRating
Pset_WindowCommon | SecurityRating
Pset_WindowCommon | SmokeStop | NLRS_C_rookwerend
Pset_WindowCommon | Status | NLRS_C_status
Pset_WindowCommon | ThermalTransmittance | NLRS_B_Uwaarde
Pset_WindowCommon | WaterTightnessRating
Pset_WindowCommon | WindLoadRating
Pset_ZoneCommon | Reference | Description
Pset_FurnitureTypeDesk | WorksurfaceArea | NLRS_C_oppervlakte_01
Pset_ZoneCommon | HandicapAccessible | NLRS_C_toegankelijk
Pset_ZoneCommon | IsExternal | NLRS_C_buiten
Pset_FurnitureTypeTable | WorksurfaceArea | NLRS_C_oppervlakte_01
Pset_ZoneCommon | PubliclyAccessible
Pset_ZoneCommon | Reference | NLRS_C_description
Pset_SystemFurnitureElementTypePanel | NominalThickness | Thickness
Pset_SystemFurnitureElementTypeWorkSurface | NominalThickness | Thickness
Pset_TubeBundleTypeFinned | Thickness | Thickness
Pset_DistributionPortTypeDuct | NominalThickness | Thickness

## CustomPSets
# Dit is de Custom Propertyset definitie.
# Deze tabel mapt de NLRS parameters aan de Custom Property Sets in IFC. Waar beschikbaar is de mapping gemaakt naar ILS O&E en UVIP / Aedes ILS.
# Parameters die u niet wilt mappen kunt u uitschakelen door aan het begin van de regel een # te plaatsen
# <tab> IFC Property <tab> IFC Datatype <tab> Revit parameter
# NLRS 3.1.1
# -----------------------------------------------------
PropertySet: | NLRS_Connector | I | IfcElement
| Connector 01 Aansluitmethode | Label | NLRS_P_c01_aansluitmethode
| Connector 01 Aantal Fasegeleiders | Integer | NLRS_E_c01_aantal fasegeleiders
| Connector 01 Aantal Polen | Integer | NLRS_E_c01_aantal polen
| Connector 01 AC | Boolean | NLRS_E_c01_AC
| Connector 01 Actief Vermogen | Power | NLRS_E_c01_actief vermogen
| Connector 01 ArbeidsfActor | Real | NLRS_E_c01_arbeidsfactor
| Connector 01 Belastingsklasse | Integer | NLRS_E_c01_belastingsklasse
| Connector 01 Belastingswaarde | Ratio | NLRS_E_c01_belastingswaarde
| Connector 01 Belastingswaarde | Real | NLRS_P_c01_belastingswaarde
| Connector 01 Belastingswaarde Eenheid | Label | NLRS_P_c01_belastingswaarde_eenheid
| Connector 01 Belastingswaarde Omschrijving | Label | NLRS_P_c01_belastingswaarde_omschrijving
| Connector 01 Breedte | Length | NLRS_E_c01_breedte
| Connector 01 Breedte | Length | NLRS_M_c01_breedte
| Connector 01 DC | Boolean | NLRS_E_c01_DC
| Connector 01 Debiet | VolumetricFlowRate | NLRS_M_c01_debiet
| Connector 01 DebietsfActor | Real | NLRS_M_c01_debietsfactor
| Connector 01 DebietsfActor | Real | NLRS_P_c01_debietsfactor
| Connector 01 Diameter | Length | NLRS_E_c01_diameter
| Connector 01 Diameter | Length | NLRS_M_c01_diameter
| Connector 01 Diameter | Length | NLRS_P_c01_diameter
| Connector 01 Druk Statisch | Pressure | NLRS_P_c01_druk_statisch
| Connector 01 Druktrap | Label | NLRS_P_c01_druktrap
| Connector 01 Drukverlies Statisch | Pressure | NLRS_M_c01_drukverlies_statisch
| Connector 01 Drukverlies Statisch | Pressure | NLRS_P_c01_drukverlies_statisch
| Connector 01 Geluidsvermogenniveau | Integer | NLRS_M_c01_geluidsvermogenniveau
| Connector 01 Hellingsaanpassingen | Boolean | NLRS_P_c01_hellingsaanpassingen
| Connector 01 Hoek | PlaneAngle | NLRS_E_c01_hoek
| Connector 01 Hoek | PlaneAngle | NLRS_M_c01_hoek
| Connector 01 Hoek | PlaneAngle | NLRS_P_c01_hoek
| Connector 01 Hoogte | Length | NLRS_E_c01_hoogte
| Connector 01 Hoogte | Length | NLRS_M_c01_hoogte
| Connector 01 Inhoud | Volume | NLRS_P_c01_inhoud
| Connector 01 K Coëfficiënt | Real | NLRS_P_c01_k coëfficiënt
| Connector 01 Normdebiet | Real | NLRS_P_c01_normdebiet
| Connector 01 Omschrijving | Label | NLRS_E_c01_omschrijving
| Connector 01 Omschrijving | Label | NLRS_M_c01_omschrijving
| Connector 01 Omschrijving | Label | NLRS_P_c01_omschrijving
| Connector 01 Opvoerhoogte | Pressure | NLRS_P_c01_opvoerhoogte
| Connector 01 Radius | Length | NLRS_E_c01_radius
| Connector 01 Radius | Length | NLRS_M_c01_radius
| Connector 01 Radius | Length | NLRS_P_c01_radius
| Connector 01 Schijnbaar Vermogen | Power | NLRS_E_c01_schijnbaar vermogen
| Connector 01 Schijnbaar Vermogen Fase 01 | Power | NLRS_E_c01_schijnbaar vermogen_fase 01
| Connector 01 Schijnbaar Vermogen Fase 02 | Power | NLRS_E_c01_schijnbaar vermogen_fase 02
| Connector 01 Schijnbaar Vermogen Fase 03 | Power | NLRS_E_c01_schijnbaar vermogen_fase 03
| Connector 01 Spanning | Real | NLRS_E_c01_spanning
| Connector 01 Stroom | ElectricalCurrent | NLRS_E_c01_stroom
| Connector 01 Subklasse Motor | Boolean | NLRS_E_c01_subklasse motor
| Connector 01 Temperatuur | Real | NLRS_M_c01_temperatuur
| Connector 01 Temperatuur | Real | NLRS_P_c01_temperatuur
| Connector 01 Verbruiker Driehoek Geschakeld | Boolean | NLRS_E_c01_verbruiker driehoek geschakeld
| Connector 01 Verbruiker Ster Geschakeld | Boolean | NLRS_E_c01_verbruiker ster geschakeld
| Connector 01 Verliescoëfficiënt | Real | NLRS_M_c01_verliescoëfficiënt
| Connector 01 Volumestroom | Real | NLRS_P_c01_volumestroom
| Connector 01 Vrije Doorlaat | Real | NLRS_M_c01_vrije doorlaat
| Connector 02 Aansluitmethode | Label | NLRS_P_c02_aansluitmethode
| Connector 02 Aantal Fasegeleiders | Integer | NLRS_E_c02_aantal fasegeleiders
| Connector 02 Aantal Polen | Integer | NLRS_E_c02_aantal polen
| Connector 02 AC | Boolean | NLRS_E_c02_AC
| Connector 02 Actief Vermogen | Power | NLRS_E_c02_actief vermogen
| Connector 02 Arbeidsfactor | Real | NLRS_E_c02_arbeidsfactor
| Connector 02 Belastingsklasse | Integer | NLRS_E_c02_belastingsklasse
| Connector 02 Belastingswaarde | Ratio | NLRS_E_c02_belastingswaarde
| Connector 02 Belastingswaarde | Real | NLRS_P_c02_belastingswaarde
| Connector 02 Belastingswaarde Eenheid | Label | NLRS_P_c02_belastingswaarde_eenheid
| Connector 02 Belastingswaarde Omschrijving | Label | NLRS_P_c02_belastingswaarde_omschrijving
| Connector 02 Breedte | Length | NLRS_E_c02_breedte
| Connector 02 Breedte | Length | NLRS_M_c02_breedte
| Connector 02 DC | Boolean | NLRS_E_c02_DC
| Connector 02 Debiet | VolumetricFlowRate | NLRS_M_c02_debiet
| Connector 02 DebietsfActor | Real | NLRS_M_c02_debietsfactor
| Connector 02 DebietsfActor | Real | NLRS_P_c02_debietsfactor
| Connector 02 Diameter | Length | NLRS_E_c02_diameter
| Connector 02 Diameter | Length | NLRS_M_c02_diameter
| Connector 02 Diameter | Length | NLRS_P_c02_diameter
| Connector 02 Druk Statisch | Pressure | NLRS_P_c02_druk_statisch
| Connector 02 Druktrap | Label | NLRS_P_c02_druktrap
| Connector 02 Drukverlies Statisch | Pressure | NLRS_M_c02_drukverlies_statisch
| Connector 02 Drukverlies Statisch | Pressure | NLRS_P_c02_drukverlies_statisch
| Connector 02 Geluidsvermogenniveau | Integer | NLRS_M_c02_geluidsvermogenniveau
| Connector 02 Hellingsaanpassingen | Boolean | NLRS_P_c02_hellingsaanpassingen
| Connector 02 Hoek | PlaneAngle | NLRS_E_c02_hoek
| Connector 02 Hoek | PlaneAngle | NLRS_M_c02_hoek
| Connector 02 Hoek | PlaneAngle | NLRS_P_c02_hoek
| Connector 02 Hoogte | Length | NLRS_E_c02_hoogte
| Connector 02 Hoogte | Length | NLRS_M_c02_hoogte
| Connector 02 Inhoud | Volume | NLRS_P_c02_inhoud
| Connector 02 K Coëfficiënt | Real | NLRS_P_c02_k coëfficiënt
| Connector 02 Normdebiet | Real | NLRS_P_c02_normdebiet
| Connector 02 Omschrijving | Label | NLRS_E_c02_omschrijving
| Connector 02 Omschrijving | Label | NLRS_M_c02_omschrijving
| Connector 02 Omschrijving | Label | NLRS_P_c02_omschrijving
| Connector 02 Opvoerhoogte | Pressure | NLRS_P_c02_opvoerhoogte
| Connector 02 Radius | Length | NLRS_E_c02_radius
| Connector 02 Radius | Length | NLRS_M_c02_radius
| Connector 02 Radius | Length | NLRS_P_c02_radius
| Connector 02 Schijnbaar Vermogen | Power | NLRS_E_c02_schijnbaar vermogen
| Connector 02 Schijnbaar Vermogen Fase 01 | Power | NLRS_E_c02_schijnbaar vermogen_fase 01
| Connector 02 Schijnbaar Vermogen Fase 02 | Power | NLRS_E_c02_schijnbaar vermogen_fase 02
| Connector 02 Schijnbaar Vermogen Fase 03 | Power | NLRS_E_c02_schijnbaar vermogen_fase 03
| Connector 02 Spanning | Real | NLRS_E_c02_spanning
| Connector 02 Stroom | ElectricalCurrent | NLRS_E_c02_stroom
| Connector 02 Subklasse Motor | Boolean | NLRS_E_c02_subklasse motor
| Connector 02 Temperatuur | Real | NLRS_M_c02_temperatuur
| Connector 02 Temperatuur | Real | NLRS_P_c02_temperatuur
| Connector 02 Verbruiker Driehoek Geschakeld | Boolean | NLRS_E_c02_verbruiker driehoek geschakeld
| Connector 02 Verbruiker Ster Geschakeld | Boolean | NLRS_E_c02_verbruiker ster geschakeld
| Connector 02 Verliescoëfficiënt | Real | NLRS_M_c02_verliescoëfficiënt
| Connector 02 Volumestroom | Real | NLRS_P_c02_volumestroom
| Connector 02 Vrije Doorlaat | Real | NLRS_M_c02_vrije doorlaat
| Connector 03 Aansluitmethode | Label | NLRS_P_c03_aansluitmethode
| Connector 03 Aantal Fasegeleiders | Integer | NLRS_E_c03_aantal fasegeleiders
| Connector 03 Aantal Polen | Integer | NLRS_E_c03_aantal polen
| Connector 03 AC | Boolean | NLRS_E_c03_AC
| Connector 03 Actief Vermogen | Power | NLRS_E_c03_actief vermogen
| Connector 03 ArbeidsfActor | Real | NLRS_E_c03_arbeidsfactor
| Connector 03 Belastingsklasse | Integer | NLRS_E_c03_belastingsklasse
| Connector 03 Belastingswaarde | Ratio | NLRS_E_c03_belastingswaarde
| Connector 03 Belastingswaarde | Real | NLRS_P_c03_belastingswaarde
| Connector 03 Belastingswaarde Eenheid | Label | NLRS_P_c03_belastingswaarde_eenheid
| Connector 03 Belastingswaarde Omschrijving | Label | NLRS_P_c03_belastingswaarde_omschrijving
| Connector 03 Breedte | Length | NLRS_E_c03_breedte
| Connector 03 Breedte | Length | NLRS_M_c03_breedte
| Connector 03 DC | Boolean | NLRS_E_c03_DC
| Connector 03 Debiet | VolumetricFlowRate | NLRS_M_c03_debiet
| Connector 03 DebietsfActor | Real | NLRS_M_c03_debietsfactor
| Connector 03 DebietsfActor | Real | NLRS_P_c03_debietsfactor
| Connector 03 Diameter | Length | NLRS_E_c03_diameter
| Connector 03 Diameter | Length | NLRS_M_c03_diameter
| Connector 03 Diameter | Length | NLRS_P_c03_diameter
| Connector 03 Druk Statisch | Pressure | NLRS_P_c03_druk_statisch
| Connector 03 Druktrap | Label | NLRS_P_c03_druktrap
| Connector 03 Drukverlies Statisch | Pressure | NLRS_M_c03_drukverlies_statisch
| Connector 03 Drukverlies Statisch | Pressure | NLRS_P_c03_drukverlies_statisch
| Connector 03 Geluidsvermogenniveau | Integer | NLRS_M_c03_geluidsvermogenniveau
| Connector 03 Hellingsaanpassingen | Boolean | NLRS_P_c03_hellingsaanpassingen
| Connector 03 Hoek | PlaneAngle | NLRS_E_c03_hoek
| Connector 03 Hoek | PlaneAngle | NLRS_M_c03_hoek
| Connector 03 Hoek | PlaneAngle | NLRS_P_c03_hoek
| Connector 03 Hoogte | Length | NLRS_E_c03_hoogte
| Connector 03 Hoogte | Length | NLRS_M_c03_hoogte
| Connector 03 Inhoud | Volume | NLRS_P_c03_inhoud
| Connector 03 K Coëfficiënt | Real | NLRS_P_c03_k coëfficiënt
| Connector 03 Normdebiet | Real | NLRS_P_c03_normdebiet
| Connector 03 Omschrijving | Label | NLRS_E_c03_omschrijving
| Connector 03 Omschrijving | Label | NLRS_M_c03_omschrijving
| Connector 03 Omschrijving | Label | NLRS_P_c03_omschrijving
| Connector 03 Opvoerhoogte | Pressure | NLRS_P_c03_opvoerhoogte
| Connector 03 Radius | Length | NLRS_E_c03_radius
| Connector 03 Radius | Length | NLRS_P_c03_radius
| Connector 03 Schijnbaar Vermogen | Power | NLRS_E_c03_schijnbaar vermogen
| Connector 03 Schijnbaar Vermogen Fase 01 | Power | NLRS_E_c03_schijnbaar vermogen_fase 01
| Connector 03 Schijnbaar Vermogen Fase 02 | Power | NLRS_E_c03_schijnbaar vermogen_fase 02
| Connector 03 Schijnbaar Vermogen Fase 03 | Power | NLRS_E_c03_schijnbaar vermogen_fase 03
| Connector 03 Spanning | Real | NLRS_E_c03_spanning
| Connector 03 Straal | Length | NLRS_M_c03_straal
| Connector 03 Stroom | ElectricalCurrent | NLRS_E_c03_stroom
| Connector 03 Subklasse Motor | Boolean | NLRS_E_c03_subklasse motor
| Connector 03 Temperatuur | Real | NLRS_M_c03_temperatuur
| Connector 03 Temperatuur | Real | NLRS_P_c03_temperatuur
| Connector 03 Verbruiker Driehoek Geschakeld | Boolean | NLRS_E_c03_verbruiker driehoek geschakeld
| Connector 03 Verbruiker Ster Geschakeld | Boolean | NLRS_E_c03_verbruiker ster geschakeld
| Connector 03 Verliescoëfficiënt | Real | NLRS_M_c03_verliescoëfficiënt
| Connector 03 Volumestroom | Real | NLRS_P_c03_volumestroom
| Connector 03 Vrije Doorlaat | Real | NLRS_M_c03_vrije doorlaat
| Connector 04 Aansluitmethode | Label | NLRS_P_c04_aansluitmethode
| Connector 04 Aantal Fasegeleiders | Integer | NLRS_E_c04_aantal fasegeleiders
| Connector 04 Aantal Polen | Integer | NLRS_E_c04_aantal polen
| Connector 04 AC | Boolean | NLRS_E_c04_AC
| Connector 04 Actief Vermogen | Power | NLRS_E_c04_actief vermogen
| Connector 04 ArbeidsfActor | Real | NLRS_E_c04_arbeidsfactor
| Connector 04 Belastingsklasse | Integer | NLRS_E_c04_belastingsklasse
| Connector 04 Belastingswaarde | Ratio | NLRS_E_c04_belastingswaarde
| Connector 04 Belastingswaarde | Real | NLRS_P_c04_belastingswaarde
| Connector 04 Belastingswaarde Eenheid | Label | NLRS_P_c04_belastingswaarde_eenheid
| Connector 04 Belastingswaarde Omschrijving | Label | NLRS_P_c04_belastingswaarde_omschrijving
| Connector 04 Breedte | Length | NLRS_E_c04_breedte
| Connector 04 Breedte | Length | NLRS_M_c04_breedte
| Connector 04 DC | Boolean | NLRS_E_c04_DC
| Connector 04 Debiet | VolumetricFlowRate | NLRS_M_c04_debiet
| Connector 04 DebietsfActor | Real | NLRS_M_c04_debietsfactor
| Connector 04 DebietsfActor | Real | NLRS_P_c04_debietsfactor
| Connector 04 Diameter | Length | NLRS_E_c04_diameter
| Connector 04 Diameter | Length | NLRS_M_c04_diameter
| Connector 04 Diameter | Length | NLRS_P_c04_diameter
| Connector 04 Druk Statisch | Pressure | NLRS_P_c04_druk_statisch
| Connector 04 Druktrap | Label | NLRS_P_c04_druktrap
| Connector 04 Drukverlies Statisch | Pressure | NLRS_M_c04_drukverlies_statisch
| Connector 04 Drukverlies Statisch | Pressure | NLRS_P_c04_drukverlies_statisch
| Connector 04 Geluidsvermogenniveau | Integer | NLRS_M_c04_geluidsvermogenniveau
| Connector 04 Hellingsaanpassingen | Boolean | NLRS_P_c04_hellingsaanpassingen
| Connector 04 Hoek | PlaneAngle | NLRS_E_c04_hoek
| Connector 04 Hoek | PlaneAngle | NLRS_M_c04_hoek
| Connector 04 Hoek | PlaneAngle | NLRS_P_c04_hoek
| Connector 04 Hoogte | Length | NLRS_E_c04_hoogte
| Connector 04 Hoogte | Length | NLRS_M_c04_hoogte
| Connector 04 Inhoud | Volume | NLRS_P_c04_inhoud
| Connector 04 K Coëfficiënt | Real | NLRS_P_c04_k coëfficiënt
| Connector 04 Normdebiet | Real | NLRS_P_c04_normdebiet
| Connector 04 Omschrijving | Label | NLRS_E_c04_omschrijving
| Connector 04 Omschrijving | Label | NLRS_M_c04_omschrijving
| Connector 04 Omschrijving | Label | NLRS_P_c04_omschrijving
| Connector 04 Opvoerhoogte | Pressure | NLRS_P_c04_opvoerhoogte
| Connector 04 Radius | Length | NLRS_E_c04_radius
| Connector 04 Radius | Length | NLRS_P_c04_radius
| Connector 04 Schijnbaar Vermogen | Power | NLRS_E_c04_schijnbaar vermogen
| Connector 04 Schijnbaar Vermogen Fase 01 | Power | NLRS_E_c04_schijnbaar vermogen_fase 01
| Connector 04 Schijnbaar Vermogen Fase 02 | Power | NLRS_E_c04_schijnbaar vermogen_fase 02
| Connector 04 Schijnbaar Vermogen Fase 03 | Power | NLRS_E_c04_schijnbaar vermogen_fase 03
| Connector 04 Spanning | Real | NLRS_E_c04_spanning
| Connector 04 Straal | Length | NLRS_M_c04_straal
| Connector 04 Stroom | ElectricalCurrent | NLRS_E_c04_stroom
| Connector 04 Subklasse Motor | Boolean | NLRS_E_c04_subklasse motor
| Connector 04 Temperatuur | Real | NLRS_M_c04_temperatuur
| Connector 04 Temperatuur | Real | NLRS_P_c04_temperatuur
| Connector 04 Verbruiker Driehoek Geschakeld | Boolean | NLRS_E_c04_verbruiker driehoek geschakeld
| Connector 04 Verbruiker Ster Geschakeld | Boolean | NLRS_E_c04_verbruiker ster geschakeld
| Connector 04 Verliescoëfficiënt | Real | NLRS_M_c04_verliescoëfficiënt
| Connector 04 Volumestroom | Real | NLRS_P_c04_volumestroom
| Connector 04 Vrije Doorlaat | Real | NLRS_M_c04_vrije doorlaat
| Connector 05 Aansluitmethode | Label | NLRS_P_c05_aansluitmethode
| Connector 05 Aantal Fasegeleiders | Integer | NLRS_E_c05_aantal fasegeleiders
| Connector 05 Aantal Polen | Integer | NLRS_E_c05_aantal polen
| Connector 05 AC | Boolean | NLRS_E_c05_AC
| Connector 05 Actief Vermogen | Power | NLRS_E_c05_actief vermogen
| Connector 05 ArbeidsfActor | Real | NLRS_E_c05_arbeidsfactor
| Connector 05 Belastingsklasse | Integer | NLRS_E_c05_belastingsklasse
| Connector 05 Belastingswaarde | Ratio | NLRS_E_c05_belastingswaarde
| Connector 05 Belastingswaarde | Real | NLRS_P_c05_belastingswaarde
| Connector 05 Belastingswaarde Eenheid | Label | NLRS_P_c05_belastingswaarde_eenheid
| Connector 05 Belastingswaarde Omschrijving | Label | NLRS_P_c05_belastingswaarde_omschrijving
| Connector 05 Breedte | Length | NLRS_E_c05_breedte
| Connector 05 Breedte | Length | NLRS_M_c05_breedte
| Connector 05 DC | Boolean | NLRS_E_c05_DC
| Connector 05 Debiet | VolumetricFlowRate | NLRS_M_c05_debiet
| Connector 05 DebietsfActor | Real | NLRS_M_c05_debietsfactor
| Connector 05 DebietsfActor | Real | NLRS_P_c05_debietsfactor
| Connector 05 Diameter | Length | NLRS_E_c05_diameter
| Connector 05 Diameter | Length | NLRS_M_c05_diameter
| Connector 05 Diameter | Length | NLRS_P_c05_diameter
| Connector 05 Druk Statisch | Pressure | NLRS_P_c05_druk_statisch
| Connector 05 Druktrap | Label | NLRS_P_c05_druktrap
| Connector 05 Drukverlies Statisch | Pressure | NLRS_M_c05_drukverlies_statisch
| Connector 05 Drukverlies Statisch | Pressure | NLRS_P_c05_drukverlies_statisch
| Connector 05 Geluidsvermogenniveau | Integer | NLRS_M_c05_geluidsvermogenniveau
| Connector 05 Hellingsaanpassingen | Boolean | NLRS_P_c05_hellingsaanpassingen
| Connector 05 Hoek | PlaneAngle | NLRS_E_c05_hoek
| Connector 05 Hoek | PlaneAngle | NLRS_M_c05_hoek
| Connector 05 Hoek | PlaneAngle | NLRS_P_c05_hoek
| Connector 05 Hoogte | Length | NLRS_E_c05_hoogte
| Connector 05 Hoogte | Length | NLRS_M_c05_hoogte
| Connector 05 Inhoud | Volume | NLRS_P_c05_inhoud
| Connector 05 K Coëfficiënt | Real | NLRS_P_c05_k coëfficiënt
| Connector 05 Normdebiet | Real | NLRS_P_c05_normdebiet
| Connector 05 Omschrijving | Label | NLRS_E_c05_omschrijving
| Connector 05 Omschrijving | Label | NLRS_M_c05_omschrijving
| Connector 05 Omschrijving | Label | NLRS_P_c05_omschrijving
| Connector 05 Opvoerhoogte | Pressure | NLRS_P_c05_opvoerhoogte
| Connector 05 Radius | Length | NLRS_E_c05_radius
| Connector 05 Radius | Length | NLRS_P_c05_radius
| Connector 05 Schijnbaar Vermogen | Power | NLRS_E_c05_schijnbaar vermogen
| Connector 05 Schijnbaar Vermogen Fase 01 | Power | NLRS_E_c05_schijnbaar vermogen_fase 01
| Connector 05 Schijnbaar Vermogen Fase 02 | Power | NLRS_E_c05_schijnbaar vermogen_fase 02
| Connector 05 Schijnbaar Vermogen Fase 03 | Power | NLRS_E_c05_schijnbaar vermogen_fase 03
| Connector 05 Spanning | Real | NLRS_E_c05_spanning
| Connector 05 Straal | Length | NLRS_M_c05_straal
| Connector 05 Stroom | ElectricalCurrent | NLRS_E_c05_stroom
| Connector 05 Subklasse Motor | Boolean | NLRS_E_c05_subklasse motor
| Connector 05 Temperatuur | Real | NLRS_M_c05_temperatuur
| Connector 05 Temperatuur | Real | NLRS_P_c05_temperatuur
| Connector 05 Verbruiker Driehoek Geschakeld | Boolean | NLRS_E_c05_verbruiker driehoek geschakeld
| Connector 05 Verbruiker Ster Geschakeld | Boolean | NLRS_E_c05_verbruiker ster geschakeld
| Connector 05 Verliescoëfficiënt | Real | NLRS_M_c05_verliescoëfficiënt
| Connector 05 Volumestroom | Real | NLRS_P_c05_volumestroom
| Connector 05 Vrije Doorlaat | Real | NLRS_M_c05_vrije doorlaat
| Connector 06 Aansluitmethode | Label | NLRS_P_c06_aansluitmethode
| Connector 06 Belastingswaarde | Real | NLRS_P_c06_belastingswaarde
| Connector 06 Belastingswaarde Eenheid | Label | NLRS_P_c06_belastingswaarde_eenheid
| Connector 06 Belastingswaarde Omschrijving | Label | NLRS_P_c06_belastingswaarde_omschrijving
| Connector 06 DebietsfActor | Real | NLRS_P_c06_debietsfactor
| Connector 06 Diameter | Length | NLRS_P_c06_diameter
| Connector 06 Druk Statisch | Pressure | NLRS_P_c06_druk_statisch
| Connector 06 Druktrap | Label | NLRS_P_c06_druktrap
| Connector 06 Drukverlies Statisch | Pressure | NLRS_P_c06_drukverlies_statisch
| Connector 06 Hellingsaanpassingen | Boolean | NLRS_P_c06_hellingsaanpassingen
| Connector 06 Hoek | PlaneAngle | NLRS_P_c06_hoek
| Connector 06 Inhoud | Volume | NLRS_P_c06_inhoud
| Connector 06 K Coëfficiënt | Real | NLRS_P_c06_k coëfficiënt
| Connector 06 Normdebiet | Real | NLRS_P_c06_normdebiet
| Connector 06 Omschrijving | Label | NLRS_P_c06_omschrijving
| Connector 06 Opvoerhoogte | Pressure | NLRS_P_c06_opvoerhoogte
| Connector 06 Radius | Length | NLRS_P_c06_radius
| Connector 06 Temperatuur | Real | NLRS_P_c06_temperatuur
| Connector 06 Volumestroom | Real | NLRS_P_c06_volumestroom
| Connector 07 Aansluitmethode | Label | NLRS_P_c07_aansluitmethode
| Connector 07 Belastingswaarde | Real | NLRS_P_c07_belastingswaarde
| Connector 07 Belastingswaarde Eenheid | Label | NLRS_P_c07_belastingswaarde_eenheid
| Connector 07 Belastingswaarde Omschrijving | Label | NLRS_P_c07_belastingswaarde_omschrijving
| Connector 07 DebietsfActor | Real | NLRS_P_c07_debietsfactor
| Connector 07 Diameter | Length | NLRS_P_c07_diameter
| Connector 07 Druk Statisch | Pressure | NLRS_P_c07_druk_statisch
| Connector 07 Druktrap | Label | NLRS_P_c07_druktrap
| Connector 07 Drukverlies Statisch | Pressure | NLRS_P_c07_drukverlies_statisch
| Connector 07 Hellingsaanpassingen | Boolean | NLRS_P_c07_hellingsaanpassingen
| Connector 07 Hoek | PlaneAngle | NLRS_P_c07_hoek
| Connector 07 Inhoud | Volume | NLRS_P_c07_inhoud
| Connector 07 K Coëfficiënt | Real | NLRS_P_c07_k coëfficiënt
| Connector 07 Normdebiet | Real | NLRS_P_c07_normdebiet
| Connector 07 Omschrijving | Label | NLRS_P_c07_omschrijving
| Connector 07 Opvoerhoogte | Pressure | NLRS_P_c07_opvoerhoogte
| Connector 07 Radius | Length | NLRS_P_c07_radius
| Connector 07 Temperatuur | Real | NLRS_P_c07_temperatuur
| Connector 07 Volumestroom | Real | NLRS_P_c07_volumestroom
| Connector 08 Aansluitmethode | Label | NLRS_P_c08_aansluitmethode
| Connector 08 Belastingswaarde | Real | NLRS_P_c08_belastingswaarde
| Connector 08 Belastingswaarde Eenheid | Label | NLRS_P_c08_belastingswaarde_eenheid
| Connector 08 Belastingswaarde Omschrijving | Label | NLRS_P_c08_belastingswaarde_omschrijving
| Connector 08 DebietsfActor | Real | NLRS_P_c08_debietsfactor
| Connector 08 Diameter | Length | NLRS_P_c08_diameter
| Connector 08 Druk Statisch | Pressure | NLRS_P_c08_druk_statisch
| Connector 08 Druktrap | Label | NLRS_P_c08_druktrap
| Connector 08 Drukverlies Statisch | Pressure | NLRS_P_c08_drukverlies_statisch
| Connector 08 Hellingsaanpassingen | Boolean | NLRS_P_c08_hellingsaanpassingen
| Connector 08 Hoek | PlaneAngle | NLRS_P_c08_hoek
| Connector 08 Inhoud | Volume | NLRS_P_c08_inhoud
| Connector 08 K Coëfficiënt | Real | NLRS_P_c08_k coëfficiënt
| Connector 08 Normdebiet | Real | NLRS_P_c08_normdebiet
| Connector 08 Omschrijving | Label | NLRS_P_c08_omschrijving
| Connector 08 Opvoerhoogte | Pressure | NLRS_P_c08_opvoerhoogte
| Connector 08 Radius | Length | NLRS_P_c08_radius
| Connector 08 Temperatuur | Real | NLRS_P_c08_temperatuur
| Connector 08 Volumestroom | Real | NLRS_P_c08_volumestroom
| Connector 09 Aansluitmethode | Label | NLRS_P_c09_aansluitmethode
| Connector 09 Belastingswaarde | Real | NLRS_P_c09_belastingswaarde
| Connector 09 Belastingswaarde Eenheid | Label | NLRS_P_c09_belastingswaarde_eenheid
| Connector 09 Belastingswaarde Omschrijving | Label | NLRS_P_c09_belastingswaarde_omschrijving
| Connector 09 DebietsfActor | Real | NLRS_P_c09_debietsfactor
| Connector 09 Diameter | Length | NLRS_P_c09_diameter
| Connector 09 Druk Statisch | Pressure | NLRS_P_c09_druk_statisch
| Connector 09 Druktrap | Label | NLRS_P_c09_druktrap
| Connector 09 Drukverlies Statisch | Pressure | NLRS_P_c09_drukverlies_statisch
| Connector 09 Hellingsaanpassingen | Boolean | NLRS_P_c09_hellingsaanpassingen
| Connector 09 Hoek | PlaneAngle | NLRS_P_c09_hoek
| Connector 09 Inhoud | Volume | NLRS_P_c09_inhoud
| Connector 09 K Coëfficiënt | Real | NLRS_P_c09_k coëfficiënt
| Connector 09 Normdebiet | Real | NLRS_P_c09_normdebiet
| Connector 09 Omschrijving | Label | NLRS_P_c09_omschrijving
| Connector 09 Opvoerhoogte | Pressure | NLRS_P_c09_opvoerhoogte
| Connector 09 Radius | Length | NLRS_P_c09_radius
| Connector 09 Temperatuur | Real | NLRS_P_c09_temperatuur
| Connector 09 Volumestroom | Real | NLRS_P_c09_volumestroom
| Connector 10 Aansluitmethode | Label | NLRS_P_c10_aansluitmethode
| Connector 10 Belastingswaarde | Real | NLRS_P_c10_belastingswaarde
| Connector 10 Belastingswaarde Eenheid | Label | NLRS_P_c10_belastingswaarde_eenheid
| Connector 10 Belastingswaarde Omschrijving | Label | NLRS_P_c10_belastingswaarde_omschrijving
| Connector 10 DebietsfActor | Real | NLRS_P_c10_debietsfactor
| Connector 10 Diameter | Length | NLRS_P_c10_diameter
| Connector 10 Druk Statisch | Pressure | NLRS_P_c10_druk_statisch
| Connector 10 Druktrap | Label | NLRS_P_c10_druktrap
| Connector 10 Drukverlies Statisch | Pressure | NLRS_P_c10_drukverlies_statisch
| Connector 10 Hellingsaanpassingen | Boolean | NLRS_P_c10_hellingsaanpassingen
| Connector 10 Hoek | PlaneAngle | NLRS_P_c10_hoek
| Connector 10 Inhoud | Volume | NLRS_P_c10_inhoud
| Connector 10 K Coëfficiënt | Real | NLRS_P_c10_k coëfficiënt
| Connector 10 Normdebiet | Real | NLRS_P_c10_normdebiet
| Connector 10 Omschrijving | Label | NLRS_P_c10_omschrijving
| Connector 10 Opvoerhoogte | Pressure | NLRS_P_c10_opvoerhoogte
| Connector 10 Radius | Length | NLRS_P_c10_radius
| Connector 10 Temperatuur | Real | NLRS_P_c10_temperatuur
| Connector 10 Volumestroom | Real | NLRS_P_c10_volumestroom
| Connector 11 Aansluitmethode | Label | NLRS_P_c11_aansluitmethode
| Connector 11 Belastingswaarde | Real | NLRS_P_c11_belastingswaarde
| Connector 11 Belastingswaarde Eenheid | Label | NLRS_P_c11_belastingswaarde_eenheid
| Connector 11 Belastingswaarde Omschrijving | Label | NLRS_P_c11_belastingswaarde_omschrijving
| Connector 11 DebietsfActor | Real | NLRS_P_c11_debietsfactor
| Connector 11 Diameter | Length | NLRS_P_c11_diameter
| Connector 11 Druk Statisch | Pressure | NLRS_P_c11_druk_statisch
| Connector 11 Druktrap | Label | NLRS_P_c11_druktrap
| Connector 11 Drukverlies Statisch | Pressure | NLRS_P_c11_drukverlies_statisch
| Connector 11 Hellingsaanpassingen | Boolean | NLRS_P_c11_hellingsaanpassingen
| Connector 11 Hoek | PlaneAngle | NLRS_P_c11_hoek
| Connector 11 Inhoud | Volume | NLRS_P_c11_inhoud
| Connector 11 K Coëfficiënt | Real | NLRS_P_c11_k coëfficiënt
| Connector 11 Normdebiet | Real | NLRS_P_c11_normdebiet
| Connector 11 Omschrijving | Label | NLRS_P_c11_omschrijving
| Connector 11 Opvoerhoogte | Pressure | NLRS_P_c11_opvoerhoogte
| Connector 11 Radius | Length | NLRS_P_c11_radius
| Connector 11 Temperatuur | Real | NLRS_P_c11_temperatuur
| Connector 11 Volumestroom | Real | NLRS_P_c11_volumestroom
| Connector 12 Aansluitmethode | Label | NLRS_P_c12_aansluitmethode
| Connector 12 Belastingswaarde | Real | NLRS_P_c12_belastingswaarde
| Connector 12 Belastingswaarde Eenheid | Label | NLRS_P_c12_belastingswaarde_eenheid
| Connector 12 Belastingswaarde Omschrijving | Label | NLRS_P_c12_belastingswaarde_omschrijving
| Connector 12 DebietsfActor | Real | NLRS_P_c12_debietsfactor
| Connector 12 Diameter | Length | NLRS_P_c12_diameter
| Connector 12 Druk Statisch | Pressure | NLRS_P_c12_druk_statisch
| Connector 12 Druktrap | Label | NLRS_P_c12_druktrap
| Connector 12 Drukverlies Statisch | Pressure | NLRS_P_c12_drukverlies_statisch
| Connector 12 Hellingsaanpassingen | Boolean | NLRS_P_c12_hellingsaanpassingen
| Connector 12 Hoek | PlaneAngle | NLRS_P_c12_hoek
| Connector 12 Inhoud | Volume | NLRS_P_c12_inhoud
| Connector 12 K Coëfficiënt | Real | NLRS_P_c12_k coëfficiënt
| Connector 12 Normdebiet | Real | NLRS_P_c12_normdebiet
| Connector 12 Omschrijving | Label | NLRS_P_c12_omschrijving
| Connector 12 Opvoerhoogte | Pressure | NLRS_P_c12_opvoerhoogte
| Connector 12 Radius | Length | NLRS_P_c12_radius
| Connector 12 Temperatuur | Real | NLRS_P_c12_temperatuur
| Connector 12 Volumestroom | Real | NLRS_P_c12_volumestroom
| Connector 13 Aansluitmethode | Label | NLRS_P_c13_aansluitmethode
| Connector 13 Belastingswaarde | Real | NLRS_P_c13_belastingswaarde
| Connector 13 Belastingswaarde Eenheid | Label | NLRS_P_c13_belastingswaarde_eenheid
| Connector 13 Belastingswaarde Omschrijving | Label | NLRS_P_c13_belastingswaarde_omschrijving
| Connector 13 DebietsfActor | Real | NLRS_P_c13_debietsfactor
| Connector 13 Diameter | Length | NLRS_P_c13_diameter
| Connector 13 Druk Statisch | Pressure | NLRS_P_c13_druk_statisch
| Connector 13 Druktrap | Label | NLRS_P_c13_druktrap
| Connector 13 Drukverlies Statisch | Pressure | NLRS_P_c13_drukverlies_statisch
| Connector 13 Hellingsaanpassingen | Boolean | NLRS_P_c13_hellingsaanpassingen
| Connector 13 Hoek | PlaneAngle | NLRS_P_c13_hoek
| Connector 13 Inhoud | Volume | NLRS_P_c13_inhoud
| Connector 13 K Coëfficiënt | Real | NLRS_P_c13_k coëfficiënt
| Connector 13 Normdebiet | Real | NLRS_P_c13_normdebiet
| Connector 13 Omschrijving | Label | NLRS_P_c13_omschrijving
| Connector 13 Opvoerhoogte | Pressure | NLRS_P_c13_opvoerhoogte
| Connector 13 Radius | Length | NLRS_P_c13_radius
| Connector 13 Temperatuur | Real | NLRS_P_c13_temperatuur
| Connector 13 Volumestroom | Real | NLRS_P_c13_volumestroom
| Connector 14 Aansluitmethode | Label | NLRS_P_c14_aansluitmethode
| Connector 14 Belastingswaarde | Real | NLRS_P_c14_belastingswaarde
| Connector 14 Belastingswaarde Eenheid | Label | NLRS_P_c14_belastingswaarde_eenheid
| Connector 14 Belastingswaarde Omschrijving | Label | NLRS_P_c14_belastingswaarde_omschrijving
| Connector 14 DebietsfActor | Real | NLRS_P_c14_debietsfactor
| Connector 14 Diameter | Length | NLRS_P_c14_diameter
| Connector 14 Druk Statisch | Pressure | NLRS_P_c14_druk_statisch
| Connector 14 Druktrap | Label | NLRS_P_c14_druktrap
| Connector 14 Drukverlies Statisch | Pressure | NLRS_P_c14_drukverlies_statisch
| Connector 14 Hellingsaanpassingen | Boolean | NLRS_P_c14_hellingsaanpassingen
| Connector 14 Hoek | PlaneAngle | NLRS_P_c14_hoek
| Connector 14 Inhoud | Volume | NLRS_P_c14_inhoud
| Connector 14 K Coëfficiënt | Real | NLRS_P_c14_k coëfficiënt
| Connector 14 Normdebiet | Real | NLRS_P_c14_normdebiet
| Connector 14 Omschrijving | Label | NLRS_P_c14_omschrijving
| Connector 14 Opvoerhoogte | Pressure | NLRS_P_c14_opvoerhoogte
| Connector 14 Radius | Length | NLRS_P_c14_radius
| Connector 14 Temperatuur | Real | NLRS_P_c14_temperatuur
| Connector 14 Volumestroom | Real | NLRS_P_c14_volumestroom
| Connector 15 Aansluitmethode | Label | NLRS_P_c15_aansluitmethode
| Connector 15 Belastingswaarde | Real | NLRS_P_c15_belastingswaarde
| Connector 15 Belastingswaarde Eenheid | Label | NLRS_P_c15_belastingswaarde_eenheid
| Connector 15 Belastingswaarde Omschrijving | Label | NLRS_P_c15_belastingswaarde_omschrijving
| Connector 15 DebietsfActor | Real | NLRS_P_c15_debietsfactor
| Connector 15 Diameter | Length | NLRS_P_c15_diameter
| Connector 15 Druk Statisch | Pressure | NLRS_P_c15_druk_statisch
| Connector 15 Druktrap | Label | NLRS_P_c15_druktrap
| Connector 15 Drukverlies Statisch | Pressure | NLRS_P_c15_drukverlies_statisch
| Connector 15 Hellingsaanpassingen | Boolean | NLRS_P_c15_hellingsaanpassingen
| Connector 15 Hoek | PlaneAngle | NLRS_P_c15_hoek
| Connector 15 Inhoud | Volume | NLRS_P_c15_inhoud
| Connector 15 K Coëfficiënt | Real | NLRS_P_c15_k coëfficiënt
| Connector 15 Normdebiet | Real | NLRS_P_c15_normdebiet
| Connector 15 Omschrijving | Label | NLRS_P_c15_omschrijving
| Connector 15 Opvoerhoogte | Pressure | NLRS_P_c15_opvoerhoogte
| Connector 15 Radius | Length | NLRS_P_c15_radius
| Connector 15 Temperatuur | Real | NLRS_P_c15_temperatuur
| Connector 15 Volumestroom | Real | NLRS_P_c15_volumestroom
| Connector 16 Aansluitmethode | Length | NLRS_P_c16_aansluitmethode
| Connector 16 Belastingswaarde | Real | NLRS_P_c16_belastingswaarde
| Connector 16 Belastingswaarde Eenheid | Label | NLRS_P_c16_belastingswaarde_eenheid
| Connector 16 Belastingswaarde Omschrijving | Label | NLRS_P_c16_belastingswaarde_omschrijving
| Connector 16 DebietsfActor | Real | NLRS_P_c16_debietsfactor
| Connector 16 Diameter | Length | NLRS_P_c16_diameter
| Connector 16 Druk Statisch | Pressure | NLRS_P_c16_druk_statisch
| Connector 16 Druktrap | Label | NLRS_P_c16_druktrap
| Connector 16 Drukverlies Statisch | Pressure | NLRS_P_c16_drukverlies_statisch
| Connector 16 Hellingsaanpassingen | Boolean | NLRS_P_c16_hellingsaanpassingen
| Connector 16 Hoek | PlaneAngle | NLRS_P_c16_hoek
| Connector 16 Inhoud | Volume | NLRS_P_c16_inhoud
| Connector 16 K Coëfficiënt | Real | NLRS_P_c16_k coëfficiënt
| Connector 16 Normdebiet | Real | NLRS_P_c16_normdebiet
| Connector 16 Omschrijving | Label | NLRS_P_c16_omschrijving
| Connector 16 Opvoerhoogte | Pressure | NLRS_P_c16_opvoerhoogte
| Connector 16 Radius | Length | NLRS_P_c16_radius
| Connector 16 Temperatuur | Real | NLRS_P_c16_temperatuur
| Connector 16 Volumestroom | Real | NLRS_P_c16_volumestroom
| Connector 17 Aansluitmethode | Label | NLRS_P_c17_aansluitmethode
| Connector 17 Belastingswaarde | Real | NLRS_P_c17_belastingswaarde
| Connector 17 Belastingswaarde Eenheid | Label | NLRS_P_c17_belastingswaarde_eenheid
| Connector 17 Belastingswaarde Omschrijving | Label | NLRS_P_c17_belastingswaarde_omschrijving
| Connector 17 DebietsfActor | Real | NLRS_P_c17_debietsfactor
| Connector 17 Diameter | Length | NLRS_P_c17_diameter
| Connector 17 Druk Statisch | Pressure | NLRS_P_c17_druk_statisch
| Connector 17 Druktrap | Label | NLRS_P_c17_druktrap
| Connector 17 Drukverlies Statisch | Pressure | NLRS_P_c17_drukverlies_statisch
| Connector 17 Hellingsaanpassingen | Boolean | NLRS_P_c17_hellingsaanpassingen
| Connector 17 Hoek | PlaneAngle | NLRS_P_c17_hoek
| Connector 17 Inhoud | Volume | NLRS_P_c17_inhoud
| Connector 17 K Coëfficiënt | Real | NLRS_P_c17_k coëfficiënt
| Connector 17 Normdebiet | Real | NLRS_P_c17_normdebiet
| Connector 17 Omschrijving | Label | NLRS_P_c17_omschrijving
| Connector 17 Opvoerhoogte | Pressure | NLRS_P_c17_opvoerhoogte
| Connector 17 Radius | Length | NLRS_P_c17_radius
| Connector 17 Temperatuur | Real | NLRS_P_c17_temperatuur
| Connector 17 Volumestroom | Real | NLRS_P_c17_volumestroom
| Connector 18 Aansluitmethode | Label | NLRS_P_c18_aansluitmethode
| Connector 18 Belastingswaarde | Real | NLRS_P_c18_belastingswaarde
| Connector 18 Belastingswaarde Eenheid | Label | NLRS_P_c18_belastingswaarde_eenheid
| Connector 18 Belastingswaarde Omschrijving | Label | NLRS_P_c18_belastingswaarde_omschrijving
| Connector 18 DebietsfActor | Real | NLRS_P_c18_debietsfactor
| Connector 18 Diameter | Length | NLRS_P_c18_diameter
| Connector 18 Druk Statisch | Pressure | NLRS_P_c18_druk_statisch
| Connector 18 Druktrap | Label | NLRS_P_c18_druktrap
| Connector 18 Drukverlies Statisch | Pressure | NLRS_P_c18_drukverlies_statisch
| Connector 18 Hellingsaanpassingen | Boolean | NLRS_P_c18_hellingsaanpassingen
| Connector 18 Hoek | PlaneAngle | NLRS_P_c18_hoek
| Connector 18 Inhoud | Volume | NLRS_P_c18_inhoud
| Connector 18 K Coëfficiënt | Real | NLRS_P_c18_k coëfficiënt
| Connector 18 Normdebiet | Real | NLRS_P_c18_normdebiet
| Connector 18 Omschrijving | Label | NLRS_P_c18_omschrijving
| Connector 18 Opvoerhoogte | Pressure | NLRS_P_c18_opvoerhoogte
| Connector 18 Radius | Length | NLRS_P_c18_radius
| Connector 18 Temperatuur | Real | NLRS_P_c18_temperatuur
| Connector 18 Volumestroom | Real | NLRS_P_c18_volumestroom
PropertySet: | NLRS_Documentatie | I | IfcElement
| Asset Id | Label | NLRS_C_asset id
| Asset Type | Label | NLRS_C_asset type
| Bloknummer | Label | NLRS_C_bloknummer
| Bouwwerk Deel | Label | NLRS_C_bouwwerk_deel
| Bouwwerk Laag | Label | NLRS_C_bouwwerk_laag
| Bouwwerk Nummer | Label | NLRS_C_bouwwerk_nummer
| Bouwwerk Nummer 01 | Label | NLRS_C_bouwwerk_nummer_01
| Bouwwerk Nummer 02 | Label | NLRS_C_bouwwerk_nummer_02
| Bouwwerk Nummer 03 | Label | NLRS_C_bouwwerk_nummer_03
| Bouwwerk Nummer 04 | Label | NLRS_C_bouwwerk_nummer_04
| Bouwwerk Nummer 05 | Label | NLRS_C_bouwwerk_nummer_05
| Bouwwerk Omschrijving | Label | NLRS_C_bouwwerk_omschrijving
| Cbnl Url | Label | NLRS_C_CBNL_url
| Content Creator | Label | NLRS_C_content_creator
| Content Datum Gewijzigd | Label | NLRS_C_content_datum gewijzigd
| Content Datum Uitgifte | Label | NLRS_C_content_datum uitgifte
| Content Handleiding | Label | NLRS_C_content_handleiding
| Content Provider | Label | NLRS_C_content_provider
| Content Revit Versie | Label | NLRS_C_content_revit versie
| Content Versie | Label | NLRS_C_content_versie
| Datum | Label | NLRS_C_datum
| Etim Url | Label | NLRS_C_ETIM_url
| Fsc Url | Label | NLRS_C_FSC_url
| Id | Label | NLRS_C_ID
| Info Commercieel Url | Label | NLRS_C_info_commercieel_url
| Info Technisch Url | Label | NLRS_C_info_technisch_url
| Komo Url | Label | NLRS_C_KOMO_url
| Leverancier Adres | Label | NLRS_C_leverancier_adres
| Leverancier Bedrijfsnaam | Label | NLRS_C_leverancier_bedrijfsnaam
| Leverancier Email | Label | NLRS_C_leverancier_email
| Leverancier Fax | Label | NLRS_C_leverancier_fax
| Leverancier Plaats | Label | NLRS_C_leverancier_plaats
| Leverancier Postcode | Label | NLRS_C_leverancier_postcode
| Leverancier Telefoonnummer | Label | NLRS_C_leverancier_telefoonnummer
| Leverancier Url | Label | NLRS_C_leverancier_url
| Opdrachtgever Adres | Label | NLRS_C_opdrachtgever_adres
| Opdrachtgever Bedrijfsnaam | Label | NLRS_C_opdrachtgever_bedrijfsnaam
| Opdrachtgever ContActpersoon | Label | NLRS_C_opdrachtgever_contactpersoon
| Opdrachtgever Email | Label | NLRS_C_opdrachtgever_email
| Opdrachtgever Plaats | Label | NLRS_C_opdrachtgever_plaats
| Opdrachtgever Postcode | Label | NLRS_C_opdrachtgever_postcode
| Opdrachtgever Projectnummer | Label | NLRS_C_opdrachtgever_projectnummer
| Opdrachtgever Telefoon | Label | NLRS_C_opdrachtgever_telefoon
| Opdrachtnemer Adres | Label | NLRS_C_opdrachtnemer_adres
| Opdrachtnemer Bedrijfsnaam | Label | NLRS_C_opdrachtnemer_bedrijfsnaam
| Opdrachtnemer Bestandsnaam | Label | NLRS_C_opdrachtnemer_bestandsnaam
| Opdrachtnemer ContActpersoon | Label | NLRS_C_opdrachtnemer_contactpersoon
| Opdrachtnemer Plaats | Label | NLRS_C_opdrachtnemer_plaats
| Opdrachtnemer Postcode | Label | NLRS_C_opdrachtnemer_postcode
| Opdrachtnemer Telefoon | Label | NLRS_C_opdrachtnemer_telefoon
| Project Email | Label | NLRS_C_project_email
| Project Huisadres | Label | NLRS_C_project_huisadres
| Project Kadaster Gemeente | Label | NLRS_C_project_kadaster_gemeente
| Project Kadaster Nummer | Label | NLRS_C_project_kadaster_nummer
| Project Kadaster Sectie | Label | NLRS_C_project_kadaster_sectie
| Project Naam | Label | NLRS_C_project_naam
| Project Nummer | Label | NLRS_C_project_nummer
| Project Peildatum | Label | NLRS_C_project_peildatum
| Project Plaats | Label | NLRS_C_project_plaats
| Project Postcode | Label | NLRS_C_project_postcode
| Project Projectleider | Label | NLRS_C_project_projectleider
| Project Telefoon | Label | NLRS_C_project_telefoon
| Tekening Bladnummer | Label | NLRS_C_tekening_bladnummer
| Tekening Bladnummer 01 | Label | NLRS_C_tekening_bladnummer_01
| Tekening Discipline | Label | NLRS_C_tekening_discipline
| Tekening Fase | Label | NLRS_C_tekening_fase
| Tekening Formaat | Label | NLRS_C_tekening_formaat
| Tekening Onderwerp | Label | NLRS_C_tekening_onderwerp
| Tekening Onderwerp 01 | Label | NLRS_C_tekening_onderwerp_01
| Tekening Onderwerp 02 | Label | NLRS_C_tekening_onderwerp_02
| Tekening Onderwerp 03 | Label | NLRS_C_tekening_onderwerp_03
| Tekening Onderwerp 04 | Label | NLRS_C_tekening_onderwerp_04
| Tekening Schaal | Label | NLRS_C_tekening_schaal
| Tekening Schaal 01 | Label | NLRS_C_tekening_schaal_01
| Zichtbaar 01 | Boolean | NLRS_C_zichtbaar_01
| Zichtbaar 02 | Boolean | NLRS_C_zichtbaar_02
| Zichtbaar 03 | Boolean | NLRS_C_zichtbaar_03
| Zichtbaar 04 | Boolean | NLRS_C_zichtbaar_04
| Zichtbaar 05 | Boolean | NLRS_C_zichtbaar_05
| Zichtbaar 06 | Boolean | NLRS_C_zichtbaar_06
| Zichtbaar 07 | Boolean | NLRS_C_zichtbaar_07
| Zichtbaar 08 | Boolean | NLRS_C_zichtbaar_08
| Zichtbaar 09 | Boolean | NLRS_C_zichtbaar_09
| Zichtbaar 10 | Boolean | NLRS_C_zichtbaar_10
| Tekening Status | Label | NLRS_C_tekening_status
PropertySet: | NLRS_Eis | I | IfcElement
| Rcwaarde Max | ThermalTransmittance | NLRS_B_Rcwaarde_max
| Rcwaarde Min | ThermalTransmittance | NLRS_B_Rcwaarde_min
| Uwaarde Eis | Ratio | NLRS_B_Uwaarde_eis
| Aantal Personen Vg Max | Integer | NLRS_C_aantal personen VG_max
| Aantal Max | Integer | NLRS_C_aantal_max
| Aantal Min | Integer | NLRS_C_aantal_min
| Aarding Eis | Boolean | NLRS_C_aarding_eis
| Aerosol Vorming Eis | Boolean | NLRS_C_aerosol vorming_eis
| Afhakniveau Tov Peil Eis | Length | NLRS_C_afhakniveau tov peil_eis
| Afstand Max | Length | NLRS_C_afstand_max
| Afstand Min | Length | NLRS_C_afstand_min
| Afstortniveau Tov Peil Eis | Length | NLRS_C_afstortniveau tov peil_eis
| Afwijking Pve Max | Real | NLRS_C_afwijking pve_max
| Antislip Eis | Boolean | NLRS_C_antislip_eis
| Automatisch Eis | Boolean | NLRS_C_automatisch_eis
| Bedraad Eis | Boolean | NLRS_C_bedraad_eis
| Beschermde Vluchtroute Eis | Boolean | NLRS_C_beschermde vluchtroute_eis
| Bezettingsgraadklasse Eis | Label | NLRS_C_bezettingsgraadklasse_eis
| Bliksembeveiliging Eis | Boolean | NLRS_C_bliksembeveiliging_eis
| Brandcompartimentering Eis | Boolean | NLRS_C_brandcompartimentering_eis
| Brandklasse Eis | Label | NLRS_C_brandklasse_eis
| Brandwerend Eis | Boolean | NLRS_C_brandwerend_eis
| Brandwerendheid Bezwijken Eis | Label | NLRS_C_brandwerendheid bezwijken_eis
| Brandwerendheid Criteria Eis | Label | NLRS_C_brandwerendheid criteria_eis
| Brandwerendheid Eis | Label | NLRS_C_brandwerendheid_eis
| Breedte Max | Length | NLRS_C_breedte_max
| Breedte Min | Length | NLRS_C_breedte_min
| Capaciteit Aantal Eis | Real | NLRS_C_Capaciteit aantal_eis
| Capaciteit Dm3 Per Sec Eis | Real | NLRS_C_Capaciteit dm3 per sec_eis
| Capaciteit M3 Per Uur Eis | Real | NLRS_C_Capaciteit m3 per uur_eis
| Circulatievoud Eis | Real | NLRS_C_circulatievoud_eis
| Comfortklasse Eis | Label | NLRS_C_comfortklasse_eis
| Consistentieklasse Eis | Label | NLRS_C_consistentieklasse_eis
| ContActgeluidsisolatie Eis | Label | NLRS_C_contactgeluidsisolatie_eis
| Diameter Max | Length | NLRS_C_diameter_max
| Diameter Min | Length | NLRS_C_diameter_min
| Diepte Max | Length | NLRS_C_diepte_max
| Diepte Min | Length | NLRS_C_diepte_min
| Dikte Max | Length | NLRS_C_dikte_max
| Dikte Min | Length | NLRS_C_dikte_min
| Dimbaar Eis | Boolean | NLRS_C_dimbaar_eis
| Doorvalbeveiliging Eis | Boolean | NLRS_C_doorvalbeveiliging_eis
| Dorpel Eis | Boolean | NLRS_C_dorpel_eis
| Draairichting Eis | Label | NLRS_C_draairichting_eis
| Dragend Eis | Boolean | NLRS_C_dragend_eis
| Explosieveilig Eis | Boolean | NLRS_C_explosieveilig_eis
| Extra Beschermde Vluchtroute Eis | Boolean | NLRS_C_extra beschermde vluchtroute_eis
| Fsc Eis | Boolean | NLRS_C_FSC_eis
| Gebruiksklasse Eis | Label | NLRS_C_gebruiksklasse_eis
| Geluidsdrukniveau Max | Integer | NLRS_C_geluidsdrukniveau_max
| Geluidwering Rw Eis | Label | NLRS_C_geluidwering Rw_eis
| Gezamenlijk Eis | Boolean | NLRS_C_gezamenlijk_eis
| Gmpklasse Eis | Label | NLRS_C_GMPklasse_eis
| Go Per Persoon Min | Area | NLRS_C_GO per persoon_min
| Hartafstand Max | Length | NLRS_C_hartafstand_max
| Hartafstand Min | Length | NLRS_C_hartafstand_min
| Helling Max | PlaneAngle | NLRS_C_helling_max
| Helling Min | PlaneAngle | NLRS_C_helling_min
| Hoek Max | PlaneAngle | NLRS_C_hoek_max
| Hoek Min | PlaneAngle | NLRS_C_hoek_min
| Hoogte Max | Length | NLRS_C_hoogte_max
| Hoogte Min | Length | NLRS_C_hoogte_min
| Inbraakwerend Eis | Boolean | NLRS_C_inbraakwerend_eis
| Infiltratie Eis | Real | NLRS_C_infiltratie_eis
| Kklasse Eis | Label | NLRS_C_Kklasse_eis
| Kleurweergave Index Eis | Real | NLRS_C_kleurweergave index_eis
| Kogelwerendheid Eis | Boolean | NLRS_C_kogelwerendheid_eis
| Kwaliteitsklasse Eis | Label | NLRS_C_kwaliteitsklasse_eis
| Lengte Max | Length | NLRS_C_lengte_max
| Lengte Min | Length | NLRS_C_lengte_min
| Levensduur Eis | Label | NLRS_C_levensduur_eis
| Lijstwerk Eis | Label | NLRS_C_lijstwerk_eis
| Loodequivalent Eis | Label | NLRS_C_loodequivalent_eis
| Lta Max | Label | NLRS_C_LTA_max
| Lta Min | Label | NLRS_C_LTA_min
| Luchtdichtheidsklasse Eis | Label | NLRS_C_luchtdichtheidsklasse_eis
| Luchtdruk Max | Real | NLRS_C_luchtdruk_max
| Luchtdruk Min | Real | NLRS_C_luchtdruk_min
| Luchtgeluidsisolatie Eis | Label | NLRS_C_luchtgeluidsisolatie_eis
| Luchthoeveelheid Per Persoon Min | Volume | NLRS_C_luchthoeveelheid per persoon_min
| Materiaal Conservering Eis | Label | NLRS_C_materiaal_conservering_eis
| Materiaal Conservering Eis 01 | Label | NLRS_C_materiaal_conservering_eis_01
| Materiaal Conservering Eis 02 | Label | NLRS_C_materiaal_conservering_eis_02
| Materiaal Conservering Eis 03 | Label | NLRS_C_materiaal_conservering_eis_03
| Materiaal Conservering Eis 04 | Label | NLRS_C_materiaal_conservering_eis_04
| Materiaal Conservering Eis 05 | Label | NLRS_C_materiaal_conservering_eis_05
| Materiaal Conservering Eis 06 | Label | NLRS_C_materiaal_conservering_eis_06
| Materiaal Conservering Eis 07 | Label | NLRS_C_materiaal_conservering_eis_07
| Materiaal Conservering Eis 08 | Label | NLRS_C_materiaal_conservering_eis_08
| Materiaal Conservering Eis 09 | Label | NLRS_C_materiaal_conservering_eis_09
| Materiaal Conservering Eis 10 | Label | NLRS_C_materiaal_conservering_eis_10
| Milieuklasse Eis | Label | NLRS_C_milieuklasse_eis
| Milieuklasse Eis 01 | Label | NLRS_C_milieuklasse_eis_01
| Milieuklasse Eis 02 | Label | NLRS_C_milieuklasse_eis_02
| Milieuklasse Eis 03 | Label | NLRS_C_milieuklasse_eis_03
| Milieuklasse Eis 04 | Label | NLRS_C_milieuklasse_eis_04
| Milieuklasse Eis 05 | Label | NLRS_C_milieuklasse_eis_05
| Milieuklasse Eis 06 | Label | NLRS_C_milieuklasse_eis_06
| Milieuklasse Eis 07 | Label | NLRS_C_milieuklasse_eis_07
| Milieuklasse Eis 08 | Label | NLRS_C_milieuklasse_eis_08
| Milieuklasse Eis 09 | Label | NLRS_C_milieuklasse_eis_09
| Milieuklasse Eis 10 | Label | NLRS_C_milieuklasse_eis_10
| Montage Eis | Label | NLRS_C_montage_eis
| Nagalmtijd Max | Real | NLRS_C_nagalmtijd_max
| Offset Max | Length | NLRS_C_offset_max
| Offset Min | Length | NLRS_C_offset_min
| Omtrek Max | Length | NLRS_C_omtrek_max
| Omtrek Min | Length | NLRS_C_omtrek_min
| Ontvlambaar Eis | Boolean | NLRS_C_ontvlambaar_eis
| Opbouw Eis | Boolean | NLRS_C_opbouw_eis
| Oppervlak Pve | Area | NLRS_C_oppervlak pve
| Oppervlak Pve Max | Area | NLRS_C_oppervlak pve_max
| Oppervlak Pve Min | Area | NLRS_C_oppervlak pve_min
| Oppervlakte Max | Area | NLRS_C_oppervlakte_max
| Oppervlakte Min | Area | NLRS_C_oppervlakte_min
| Oppervlakteklasse Eis | Label | NLRS_C_oppervlakteklasse_eis
| Paalpuntniveau Tov Nap Eis | Length | NLRS_C_paalpuntniveau tov NAP_eis
| Peil Tov Nap | Length | NLRS_C_peil tov NAP
| Percentage Gevelopeningen Max | Real | NLRS_C_percentage gevelopeningen_max
| Percentage Gevelopeningen Min | Real | NLRS_C_percentage gevelopeningen_min
| Piekgeluidsdruk Max | Real | NLRS_C_piekgeluidsdruk_max
| Piekgeluidsdruk Min | Real | NLRS_C_piekgeluidsdruk_min
| Pkvw Eis | Label | NLRS_C_PKVW_eis
| Plafondafwerking Eis | Label | NLRS_C_plafondafwerking_eis
| Plintafwerking Eis | Label | NLRS_C_plintafwerking_eis
| Potentiaalvereffening Eis | Boolean | NLRS_C_potentiaalvereffening_eis
| Productklasse Eis | Label | NLRS_C_productklasse_eis
| Publiek Eis | Boolean | NLRS_C_publiek_eis
| Radius Max | Length | NLRS_C_radius_max
| Radius Min | Length | NLRS_C_radius_min
| Rdwaarde Eis | ThermalTransmittance | NLRS_C_Rdwaarde_eis
| Rdwaarde Eis 01 | ThermalTransmittance | NLRS_C_Rdwaarde_eis_01
| Rdwaarde Eis 02 | ThermalTransmittance | NLRS_C_Rdwaarde_eis_02
| Rdwaarde Eis 03 | ThermalTransmittance | NLRS_C_Rdwaarde_eis_03
| Rdwaarde Eis 04 | ThermalTransmittance | NLRS_C_Rdwaarde_eis_04
| Rdwaarde Eis 05 | ThermalTransmittance | NLRS_C_Rdwaarde_eis_05
| Rdwaarde Eis 06 | ThermalTransmittance | NLRS_C_Rdwaarde_eis_06
| Rdwaarde Eis 07 | ThermalTransmittance | NLRS_C_Rdwaarde_eis_07
| Rdwaarde Eis 08 | ThermalTransmittance | NLRS_C_Rdwaarde_eis_08
| Rdwaarde Eis 09 | ThermalTransmittance | NLRS_C_Rdwaarde_eis_09
| Rdwaarde Eis 10 | ThermalTransmittance | NLRS_C_Rdwaarde_eis_10
| Regeling Eis | Label | NLRS_C_regeling_eis
| Relatieve Luchtvochtigheid Max | Real | NLRS_C_relatieve luchtvochtigheid_max
| Relatieve Luchtvochtigheid Min | Real | NLRS_C_relatieve luchtvochtigheid_min
| Rookcompartimentering Eis | Boolean | NLRS_C_rookcompartimentering_eis
| Rookwerend Eis | Boolean | NLRS_C_rookwerend_eis
| Rookwerendheid Eis | Label | NLRS_C_rookwerendheid_eis
| Schoorstand Eis | Boolean | NLRS_C_schoorstand_eis
| Schoorstand Max | Real | NLRS_C_schoorstand_max
| Schoorstand Min | Real | NLRS_C_schoorstand_min
| Slagvast Eis | Boolean | NLRS_C_slagvast_eis
| Stelruimte Max | Length | NLRS_C_stelruimte_max
| Stelruimte Min | Length | NLRS_C_stelruimte_min
| Sterkteklasse Eis | Label | NLRS_C_sterkteklasse_eis
| Sterkteklasse Eis 01 | Label | NLRS_C_sterkteklasse_eis_01
| Sterkteklasse Eis 02 | Label | NLRS_C_sterkteklasse_eis_02
| Sterkteklasse Eis 03 | Label | NLRS_C_sterkteklasse_eis_03
| Sterkteklasse Eis 04 | Label | NLRS_C_sterkteklasse_eis_04
| Sterkteklasse Eis 05 | Label | NLRS_C_sterkteklasse_eis_05
| Sterkteklasse Eis 06 | Label | NLRS_C_sterkteklasse_eis_06
| Sterkteklasse Eis 07 | Label | NLRS_C_sterkteklasse_eis_07
| Sterkteklasse Eis 08 | Label | NLRS_C_sterkteklasse_eis_08
| Sterkteklasse Eis 09 | Label | NLRS_C_sterkteklasse_eis_09
| Sterkteklasse Eis 10 | Label | NLRS_C_sterkteklasse_eis_10
| Stralenwerend Eis | Boolean | NLRS_C_stralenwerend_eis
| Toegankelijk Eis | Boolean | NLRS_C_toegankelijk_eis
| Trap Aantrede Eis | Length | NLRS_C_trap_aantrede_eis
| Trap Optrede Eis | Length | NLRS_C_trap_optrede_eis
| Veiligheidsklasse Eis | Label | NLRS_C_veiligheidsklasse_eis
| Ventilatierooster Eis | Boolean | NLRS_C_ventilatierooster_eis
| Ventilatievoud Eis | Real | NLRS_C_ventilatievoud_eis
| Verhoogde Vloer Eis | Boolean | NLRS_C_verhoogde vloer_eis
| Verlaagd Plafond Eis | Boolean | NLRS_C_verlaagd plafond_eis
| Verlichtingssterkte Eis | LuminousIntensity | NLRS_C_verlichtingssterkte _eis
| Vlakheidsklasse Eis | Label | NLRS_C_vlakheidsklasse_eis
| Vloerafwerking Eis | Label | NLRS_C_vloerafwerking_eis
| Vluchtroute Eis | Boolean | NLRS_C_vluchtroute_eis
| Vluchtweg Eis | Boolean | NLRS_C_vluchtweg_eis
| Vo Per Persoon Min | Area | NLRS_C_VO per persoon_min
| Volume Max | Volume | NLRS_C_volume_max
| Volume Min | Volume | NLRS_C_volume_min
| Vrije Doorlaat Max | Real | NLRS_C_vrije doorlaat_max
| Vrije Doorlaat Min | Real | NLRS_C_vrije doorlaat_min
| Wandafwerking Eis | Label | NLRS_C_wandafwerking_eis
| Wapening Eis | Boolean | NLRS_C_wapening_eis
| Wapeningskwaliteit Eis | Label | NLRS_C_wapeningskwaliteit_eis
| Wapeningspercentage Max | Real | NLRS_C_wapeningspercentage_max
| Wapeningspercentage Min | Real | NLRS_C_wapeningspercentage_min
| Waterdicht Eis | Boolean | NLRS_C_waterdicht_eis
| Weerstandsklasse Eis | Label | NLRS_C_weerstandsklasse_eis
| Weldorpel Eis | Boolean | NLRS_C_weldorpel_eis
| Zeeg Max | Length | NLRS_C_zeeg_max
| Zeeg Min | Length | NLRS_C_zeeg_min
| Zelfsluitend Eis | Boolean | NLRS_C_zelfsluitend_eis
| Zonwering Eis | Boolean | NLRS_C_zonwering_eis
| Zta Max | Label | NLRS_C_ZTA_max
| Zta Min | Label | NLRS_C_ZTA_min
| Aantal 1 Pole Breakers Max | Integer | NLRS_E_aantal 1 pole breakers_max
| Aantal Poorten Max | Integer | NLRS_E_aantal poorten_max
| Actief Vermogen Eis | Power | NLRS_E_actief vermogen_eis
| ArbeidsfActor Eis | Real | NLRS_E_arbeidsfactor_eis
| Belastingsklasse Eis | Integer | NLRS_E_belastingsklasse_eis
| Belastingswaarde Eis | Ratio | NLRS_E_belastingswaarde_eis
| Stroom Capaciteit Eis | Label | NLRS_E_stroom Capaciteit_eis
| Stroom Max | ElectricalCurrent | NLRS_E_stroom_max
| Afgifte Koeling Eis | Real | NLRS_M_afgifte_koeling_eis
| Afgifte Verwarming Eis | Real | NLRS_M_afgifte_verwarming_eis
| Binnentemperatuur Winter Max | Real | NLRS_M_binnentemperatuur winter_max
| Binnentemperatuur Winter Min | Real | NLRS_M_binnentemperatuur winter_min
| Binnentemperatuur Zomer Max | Real | NLRS_M_binnentemperatuur zomer_max
| Binnentemperatuur Zomer Min | Real | NLRS_M_binnentemperatuur zomer_min
| Temperatuur Afwijking Max | Real | NLRS_M_temperatuur afwijking_max
| Temperatuur Afwijking Min | Real | NLRS_M_temperatuur afwijking_min
| Temperatuur Norm Max | Real | NLRS_M_temperatuur norm_max
| Temperatuur Norm Min | Real | NLRS_M_temperatuur norm_min
| Temperatuur Oppervlakte Max | Real | NLRS_M_temperatuur oppervlakte_max
| Temperatuur Oppervlakte Min | Real | NLRS_M_temperatuur oppervlakte_min
| Temperatuur Ruimte Max | Real | NLRS_M_temperatuur ruimte_max
| Temperatuur Ruimte Min | Real | NLRS_M_temperatuur ruimte_min
| Volumestroom Max | Real | NLRS_P_volumestroom_max
| Volumestroom Min | Real | NLRS_P_volumestroom_min
| Belastinghor Max | Real | NLRS_S_belastinghor_max
| Belastingmoment Max | Real | NLRS_S_belastingmoment_max
| Belastingvert Max | Real | NLRS_S_belastingvert_max
| Draagvermogen Druk Eis | Real | NLRS_S_draagvermogen druk_eis
| Draagvermogen Trek Eis | Real | NLRS_S_draagvermogen trek_eis
| Vloerbelasting Lijn Max | Force | NLRS_S_vloerbelasting lijn_max
| Vloerbelasting Punt Max | Real | NLRS_S_vloerbelasting punt_max
| Vloerbelasting Vlak Max | Force | NLRS_S_vloerbelasting vlak_max
PropertySet: | NLRS_Geometrie | I | IfcElement
| Afhakniveau Tov Peil | Length | NLRS_C_afhakniveau tov peil
| Afstortniveau Tov Peil | Length | NLRS_C_afstortniveau tov peil
| Breedte | Length | NLRS_C_breedte
| Breedte 01 | Length | NLRS_C_breedte_01
| Breedte 02 | Length | NLRS_C_breedte_02
| Breedte 03 | Length | NLRS_C_breedte_03
| Breedte 04 | Length | NLRS_C_breedte_04
| Breedte 05 | Length | NLRS_C_breedte_05
| Breedte 06 | Length | NLRS_C_breedte_06
| Breedte 07 | Length | NLRS_C_breedte_07
| Breedte 08 | Length | NLRS_C_breedte_08
| Breedte 09 | Length | NLRS_C_breedte_09
| Breedte 10 | Length | NLRS_C_breedte_10
| Diameter | Length | NLRS_C_diameter
| Diameter 01 | Length | NLRS_C_diameter_01
| Diameter 02 | Length | NLRS_C_diameter_02
| Diameter 03 | Length | NLRS_C_diameter_03
| Diameter 04 | Length | NLRS_C_diameter_04
| Diameter 05 | Length | NLRS_C_diameter_05
| Diameter 06 | Length | NLRS_C_diameter_06
| Diameter 07 | Length | NLRS_C_diameter_07
| Diameter 08 | Length | NLRS_C_diameter_08
| Diameter 09 | Length | NLRS_C_diameter_09
| Diameter 10 | Length | NLRS_C_diameter_10
| Diepte | Length | NLRS_C_diepte
| Diepte 01 | Length | NLRS_C_diepte_01
| Diepte 02 | Length | NLRS_C_diepte_02
| Diepte 03 | Length | NLRS_C_diepte_03
| Diepte 04 | Length | NLRS_C_diepte_04
| Diepte 05 | Length | NLRS_C_diepte_05
| Diepte 06 | Length | NLRS_C_diepte_06
| Diepte 07 | Length | NLRS_C_diepte_07
| Diepte 08 | Length | NLRS_C_diepte_08
| Diepte 09 | Length | NLRS_C_diepte_09
| Diepte 10 | Length | NLRS_C_diepte_10
| Dikte | Length | NLRS_C_dikte
| Dikte 01 | Length | NLRS_C_dikte_01
| Dikte 02 | Length | NLRS_C_dikte_02
| Dikte 03 | Length | NLRS_C_dikte_03
| Dikte 04 | Length | NLRS_C_dikte_04
| Dikte 05 | Length | NLRS_C_dikte_05
| Dikte 06 | Length | NLRS_C_dikte_06
| Dikte 07 | Length | NLRS_C_dikte_07
| Dikte 08 | Length | NLRS_C_dikte_08
| Dikte 09 | Length | NLRS_C_dikte_09
| Dikte 10 | Length | NLRS_C_dikte_10
| Hoek | PlaneAngle | NLRS_C_hoek
| Hoek 01 | PlaneAngle | NLRS_C_hoek_01
| Hoek 02 | PlaneAngle | NLRS_C_hoek_02
| Hoek 03 | PlaneAngle | NLRS_C_hoek_03
| Hoek 04 | PlaneAngle | NLRS_C_hoek_04
| Hoek 05 | PlaneAngle | NLRS_C_hoek_05
| Hoek 06 | PlaneAngle | NLRS_C_hoek_06
| Hoek 07 | PlaneAngle | NLRS_C_hoek_07
| Hoek 08 | PlaneAngle | NLRS_C_hoek_08
| Hoek 09 | PlaneAngle | NLRS_C_hoek_09
| Hoek 10 | PlaneAngle | NLRS_C_hoek_10
| Hoogte | Length | NLRS_C_hoogte
| Hoogte 01 | Length | NLRS_C_hoogte_01
| Hoogte 02 | Length | NLRS_C_hoogte_02
| Hoogte 03 | Length | NLRS_C_hoogte_03
| Hoogte 04 | Length | NLRS_C_hoogte_04
| Hoogte 05 | Length | NLRS_C_hoogte_05
| Hoogte 06 | Length | NLRS_C_hoogte_06
| Hoogte 07 | Length | NLRS_C_hoogte_07
| Hoogte 08 | Length | NLRS_C_hoogte_08
| Hoogte 09 | Length | NLRS_C_hoogte_09
| Hoogte 10 | Length | NLRS_C_hoogte_10
| Lengte | Length | NLRS_C_lengte
| Lengte 01 | Length | NLRS_C_lengte_01
| Lengte 02 | Length | NLRS_C_lengte_02
| Lengte 03 | Length | NLRS_C_lengte_03
| Lengte 04 | Length | NLRS_C_lengte_04
| Lengte 05 | Length | NLRS_C_lengte_05
| Lengte 06 | Length | NLRS_C_lengte_06
| Lengte 07 | Length | NLRS_C_lengte_07
| Lengte 08 | Length | NLRS_C_lengte_08
| Lengte 09 | Length | NLRS_C_lengte_09
| Lengte 10 | Length | NLRS_C_lengte_10
| Offset | Length | NLRS_C_offset
| Offset 01 | Length | NLRS_C_offset_01
| Offset 02 | Length | NLRS_C_offset_02
| Offset 03 | Length | NLRS_C_offset_03
| Offset 04 | Length | NLRS_C_offset_04
| Offset 05 | Length | NLRS_C_offset_05
| Offset 06 | Length | NLRS_C_offset_06
| Offset 07 | Length | NLRS_C_offset_07
| Offset 08 | Length | NLRS_C_offset_08
| Offset 09 | Length | NLRS_C_offset_09
| Offset 10 | Length | NLRS_C_offset_10
| Omtrek | Length | NLRS_C_omtrek
| Omtrek 01 | Length | NLRS_C_omtrek_01
| Omtrek 02 | Length | NLRS_C_omtrek_02
| Omtrek 03 | Length | NLRS_C_omtrek_03
| Omtrek 04 | Length | NLRS_C_omtrek_04
| Omtrek 05 | Length | NLRS_C_omtrek_05
| Omtrek 06 | Length | NLRS_C_omtrek_06
| Omtrek 07 | Length | NLRS_C_omtrek_07
| Omtrek 08 | Length | NLRS_C_omtrek_08
| Omtrek 09 | Length | NLRS_C_omtrek_09
| Omtrek 10 | Length | NLRS_C_omtrek_10
| Oppervlakte | Area | NLRS_C_oppervlakte
| Oppervlakte 01 | Area | NLRS_C_oppervlakte_01
| Oppervlakte 02 | Area | NLRS_C_oppervlakte_02
| Oppervlakte 03 | Area | NLRS_C_oppervlakte_03
| Oppervlakte 04 | Area | NLRS_C_oppervlakte_04
| Oppervlakte 05 | Area | NLRS_C_oppervlakte_05
| Oppervlakte 06 | Area | NLRS_C_oppervlakte_06
| Oppervlakte 07 | Area | NLRS_C_oppervlakte_07
| Oppervlakte 08 | Area | NLRS_C_oppervlakte_08
| Oppervlakte 09 | Area | NLRS_C_oppervlakte_09
| Oppervlakte 10 | Area | NLRS_C_oppervlakte_10
| Paalpuntniveau Tov Nap | Length | NLRS_C_paalpuntniveau tov NAP
| Radius | Length | NLRS_C_radius
| Radius 01 | Length | NLRS_C_radius_01
| Radius 02 | Length | NLRS_C_radius_02
| Radius 03 | Length | NLRS_C_radius_03
| Radius 04 | Length | NLRS_C_radius_04
| Radius 05 | Length | NLRS_C_radius_05
| Radius 06 | Length | NLRS_C_radius_06
| Radius 07 | Length | NLRS_C_radius_07
| Radius 08 | Length | NLRS_C_radius_08
| Radius 09 | Length | NLRS_C_radius_09
| Radius 10 | Length | NLRS_C_radius_10
| Stelruimte | Length | NLRS_C_stelruimte
| Stelruimte 01 | Length | NLRS_C_stelruimte_01
| Stelruimte 02 | Length | NLRS_C_stelruimte_02
| Stelruimte 03 | Length | NLRS_C_stelruimte_03
| Stelruimte 04 | Length | NLRS_C_stelruimte_04
| Stelruimte 05 | Length | NLRS_C_stelruimte_05
| Stelruimte 06 | Length | NLRS_C_stelruimte_06
| Stelruimte 07 | Length | NLRS_C_stelruimte_07
| Stelruimte 08 | Length | NLRS_C_stelruimte_08
| Stelruimte 09 | Length | NLRS_C_stelruimte_09
| Stelruimte 10 | Length | NLRS_C_stelruimte_10
| Volume | Volume | NLRS_C_volume
| Volume 01 | Volume | NLRS_C_volume_01
| Volume 02 | Volume | NLRS_C_volume_02
| Volume 03 | Volume | NLRS_C_volume_03
| Volume 04 | Volume | NLRS_C_volume_04
| Volume 05 | Volume | NLRS_C_volume_05
| Volume 06 | Volume | NLRS_C_volume_06
| Volume 07 | Volume | NLRS_C_volume_07
| Volume 08 | Volume | NLRS_C_volume_08
| Volume 09 | Volume | NLRS_C_volume_09
| Volume 10 | Volume | NLRS_C_volume_10
| Breedte Bruto | Length | NLRS_C_breedte_bruto
| Breedte Netto | Length | NLRS_C_breedte_netto
| Breedte Standaard | Length | NLRS_C_breedte_standaard
| Dekking Binnen | Length | NLRS_C_dekking_binnen
| Dekking Boven | Length | NLRS_C_dekking_boven
| Dekking Buiten | Length | NLRS_C_dekking_buiten
| Dekking Onder | Length | NLRS_C_dekking_onder
| Dekking Zij | Length | NLRS_C_dekking_zij
| Diameter Bruto | Length | NLRS_C_diameter_bruto
| Diameter Netto | Length | NLRS_C_diameter_netto
| Diameter Standaard | Length | NLRS_C_diameter_standaard
| Diepte Bruto | Length | NLRS_C_diepte_bruto
| Diepte Netto | Length | NLRS_C_diepte_netto
| Diepte Standaard | Length | NLRS_C_diepte_standaard
| Dikte Bruto | Length | NLRS_C_dikte_bruto
| Dikte Netto | Length | NLRS_C_dikte_netto
| Dikte Standaard | Length | NLRS_C_dikte_standaard
| Hartafstand | Length | NLRS_C_hartafstand
| Helling | PlaneAngle | NLRS_C_helling
| Helling Standaard | PlaneAngle | NLRS_C_helling_standaard
| Hoek Standaard | PlaneAngle | NLRS_C_hoek_standaard
| Hoogte Bruto | Length | NLRS_C_hoogte_bruto
| Hoogte Netto | Length | NLRS_C_hoogte_netto
| Hoogte Standaard | Length | NLRS_C_hoogte_standaard
| Inhoud | Volume | NLRS_C_inhoud
| Omtrek Bruto | Length | NLRS_C_omtrek_bruto
| Omtrek Netto | Length | NLRS_C_omtrek_netto
| Omtrek Standaard | Length | NLRS_C_omtrek_standaard
| Oppervlakte Aeq | Area | NLRS_C_oppervlakte_Aeq
| Oppervlakte Bruto | Area | NLRS_C_oppervlakte_bruto
| Oppervlakte Bvo | Area | NLRS_C_oppervlakte_BVO
| Oppervlakte Go | Area | NLRS_C_oppervlakte_GO
| Oppervlakte Netto | Area | NLRS_C_oppervlakte_netto
| Oppervlakte Nvo | Area | NLRS_C_oppervlakte_NVO
| Oppervlakte Standaard | Area | NLRS_C_oppervlakte_standaard
| Oppervlakte Vo | Area | NLRS_C_oppervlakte_VO
| Oppervlakte Vvo | Area | NLRS_C_oppervlakte_VVO
| Radius Bruto | Length | NLRS_C_radius_bruto
| Radius Netto | Length | NLRS_C_radius_netto
| Radius Standaard | Length | NLRS_C_radius_standaard
| Stek Lengte | Length | NLRS_C_stek_lengte
| Stelruimte Bruto | Length | NLRS_C_stelruimte_bruto
| Stelruimte Netto | Length | NLRS_C_stelruimte_netto
| Stelruimte Standaard | Length | NLRS_C_stelruimte_standaard
| Volume Bruto | Volume | NLRS_C_volume_bruto
| Volume Netto | Volume | NLRS_C_volume_netto
| Volume Standaard | Volume | NLRS_C_volume_standaard
| Zeeg | Length | NLRS_C_zeeg
PropertySet: | NLRS_Prestatie | I | IfcElement
| Rcwaarde | ThermalTransmittance | NLRS_B_Rcwaarde
| Soortelijke Warmte Medium 01 | Real | NLRS_B_soortelijke warmte medium_01
| Soortelijke Warmte Medium 02 | Real | NLRS_B_soortelijke warmte medium_02
| Soortelijke Warmte Medium 03 | Real | NLRS_B_soortelijke warmte medium_03
| Soortelijke Warmte Medium 04 | Real | NLRS_B_soortelijke warmte medium_04
| Soortelijke Warmte Medium 05 | Real | NLRS_B_soortelijke warmte medium_05
| Uwaarde | Ratio | NLRS_B_Uwaarde
| Aandrijving | Label | NLRS_C_aandrijving
| Aantal | Integer | NLRS_C_aantal
| Aantal Personen Vg | Integer | NLRS_C_aantal personen VG
| Aantal 01 | Integer | NLRS_C_aantal_01
| Aantal 02 | Integer | NLRS_C_aantal_02
| Aantal 03 | Integer | NLRS_C_aantal_03
| Aantal 04 | Integer | NLRS_C_aantal_04
| Aantal 05 | Integer | NLRS_C_aantal_05
| Aantal 06 | Integer | NLRS_C_aantal_06
| Aantal 07 | Integer | NLRS_C_aantal_07
| Aantal 08 | Integer | NLRS_C_aantal_08
| Aantal 09 | Integer | NLRS_C_aantal_09
| Aantal 10 | Integer | NLRS_C_aantal_10
| Aarding | Boolean | NLRS_C_aarding
| Aardlekschakelaar | Boolean | NLRS_C_aardlekschakelaar
| Actief | Boolean | NLRS_C_actief
| Adres Id | Label | NLRS_C_adres_id
| Aerosol Vorming | Boolean | NLRS_C_aerosol vorming
| Afstand | Length | NLRS_C_afstand
| Antislip | Boolean | NLRS_C_antislip
| Antislipklasse Code | Label | NLRS_C_antislipklasse_code
| Artikel Code | Label | NLRS_C_artikel_code
| Asbesthoudend | Boolean | NLRS_C_asbesthoudend
| Automatisch | Boolean | NLRS_C_automatisch
| Bagpand Id | Label | NLRS_C_bagpand_id
| Bagverblijfsobject Id | Label | NLRS_C_bagverblijfsobject_id
| Bediening | Label | NLRS_C_bediening
| Bedraad | Boolean | NLRS_C_bedraad
| BelemmeringsfActor Cb | Real | NLRS_C_belemmeringsfactor_Cb
| BelemmeringsfActor Cu | Real | NLRS_C_belemmeringsfactor_Cu
| Belemmeringshoek A | PlaneAngle | NLRS_C_belemmeringshoek_a
| Belemmeringshoek B | PlaneAngle | NLRS_C_belemmeringshoek_b
| Beschermde Vluchtroute | Boolean | NLRS_C_beschermde vluchtroute
| Bestek Code | Label | NLRS_C_bestek_code
| Bestek Url | Label | NLRS_C_bestek_url
| Bestemming | Label | NLRS_C_bestemming
| Beveiligingscode | Label | NLRS_C_beveiligingscode
| Bezettingsgraadklasse Code | Label | NLRS_C_bezettingsgraadklasse_code
| Bliksembeveiligingsklasse Code | Label | NLRS_C_bliksembeveiligingsklasse_code
| Bouwwerk Naam | Label | NLRS_C_bouwwerk_naam
| Brandbaar | Boolean | NLRS_C_brandbaar
| BranDCompartiment | Label | NLRS_C_brandcompartiment
| BranDCompartimentering | Boolean | NLRS_C_brandcompartimentering
| Brandklasse Code | Label | NLRS_C_brandklasse_code
| Brandwerend | Boolean | NLRS_C_brandwerend
| Brandwerendheid | Label | NLRS_C_brandwerendheid
| Brandwerendheid Bezwijken | Label | NLRS_C_brandwerendheid bezwijken
| Brandwerendheid Criteria | Label | NLRS_C_brandwerendheid criteria
| Buiten | Boolean | NLRS_C_buiten
| Capaciteit dm3 per sec | Real | NLRS_C_Capaciteit dm3 per sec
| Capaciteit m3 per uur | Real | NLRS_C_Capaciteit m3 per uur
| Cbnl Code | Label | NLRS_C_CBNL_code
| Centraalstaaf | Boolean | NLRS_C_centraalstaaf
| Centraalstaaf Lengte | Length | NLRS_C_centraalstaaf lengte
| Circulatievoud | Real | NLRS_C_circulatievoud
| Code | Label | NLRS_C_code
| Collectief | Boolean | NLRS_C_collectief
| Comfortklasse Code | Label | NLRS_C_comfortklasse_code
| Complex Id | Label | NLRS_C_complex_id
| Consistentieklasse Code | Label | NLRS_C_consistentieklasse_code
| Contactgeluidsisolatie | Label | NLRS_C_contactgeluidsisolatie
| Dakkapel Id | Label | NLRS_C_dakkapel_id
| Description | Label | NLRS_C_description
| Deur Id | Label | NLRS_C_deur_id
| Dimbaar | Boolean | NLRS_C_dimbaar
| Doorvalbeveiliging | Boolean | NLRS_C_doorvalbeveiliging
| Dorpel | Label | NLRS_C_dorpel
| Draairichting | Label | NLRS_C_draairichting
| Draaisluitrichting | Label | NLRS_C_draaisluitrichting
| Dragend | Boolean | NLRS_C_dragend
| Eenheid Id | Label | NLRS_C_eenheid_id
| Erfgoed Status | Label | NLRS_C_erfgoed status
| Erker Id | Label | NLRS_C_erker_id
| Etim Code | Label | NLRS_C_ETIM_code
| Etimmc Code | Label | NLRS_C_EtimMC_code
| Explosieveiligheidsklasse Code | Label | NLRS_C_explosieveiligheidsklasse_code
| Extra Beschermde Vluchtroute | Boolean | NLRS_C_extra beschermde vluchtroute
| Fabrikant | Label | NLRS_C_fabrikant
| Fabrikant Gln Code | Label | NLRS_C_fabrikant_gln_code
| Fabrikant Merk | Label | NLRS_C_fabrikant_merk
| Fabrikant Product Code | Label | NLRS_C_fabrikant_product_code
| Fsc Code | Label | NLRS_C_FSC_code
| Functiegebied | Label | NLRS_C_functiegebied
| Garantie Einddatum | Label | NLRS_C_garantie_einddatum
| Garantie Ingangsdatum | Label | NLRS_C_garantie_ingangsdatum
| Garantie Onderdelen | Label | NLRS_C_garantie_onderdelen
| Garantie Termijn | Label | NLRS_C_garantie_termijn
| Garantie Verlener | Label | NLRS_C_garantie_verlener
| Gebruiksfrequentie | Label | NLRS_C_gebruiksfrequentie
| Gebruiksfunctie | Label | NLRS_C_gebruiksfunctie
| Gebruiksgebied | Label | NLRS_C_gebruiksgebied
| Gebruiksklasse Code | Label | NLRS_C_gebruiksklasse_code
| Geisoleerd | Boolean | NLRS_C_geisoleerd
| Geluidsdrukniveau | Integer | NLRS_C_geluidsdrukniveau
| Geluidwering Rw | Label | NLRS_C_geluidwering Rw
| Gezamenlijk | Boolean | NLRS_C_gezamenlijk
| Gmpklasse | Label | NLRS_C_GMPklasse
| Gtin Code | Label | NLRS_C_gtin_code
| Hang En Sluitwerk | Label | NLRS_C_hang en sluitwerk
| Inbraakwerend | Boolean | NLRS_C_inbraakwerend
| Infiltratie | Real | NLRS_C_infiltratie
| Installatiedatum | Label | NLRS_C_installatiedatum
| Kema Code | Label | NLRS_C_KEMA_code
| Kklasse | Label | NLRS_C_Kklasse
| Kleurweergave Index | Real | NLRS_C_kleurweergave index
| Kogelwerendheid | Label | NLRS_C_kogelwerendheid
| Komo Code | Label | NLRS_C_KOMO_code
| Korf Lengte | Length | NLRS_C_korf_lengte
| Korf Wapening | Label | NLRS_C_korf_wapening
| Kozijn Id | Label | NLRS_C_kozijn_id
| Kozijncombinatie Id | Label | NLRS_C_kozijncombinatie_id
| Kwaliteitsklasse Code | Label | NLRS_C_kwaliteitsklasse_code
| Lengte Bruto | Length | NLRS_C_lengte_bruto
| Lengte Netto | Length | NLRS_C_lengte_netto
| Lengte Standaard | Length | NLRS_C_lengte_standaard
| Letselbeperkend | Boolean | NLRS_C_letselbeperkend
| Levensduur | Label | NLRS_C_levensduur
| Leverancier | Label | NLRS_C_leverancier
| Leverancier Artikel Code | Label | NLRS_C_leverancier_artikel_code
| Leverancier Gln Code | Label | NLRS_C_leverancier_gln_code
| Levermoment | Label | NLRS_C_levermoment
| Lichtkleur | Real | NLRS_C_lichtkleur
| Loodequivalent | Label | NLRS_C_loodequivalent
| Lta | Label | NLRS_C_LTA
| Luchtdichtheidsklasse Code | Label | NLRS_C_luchtdichtheidsklasse_code
| Luchtdruk | Real | NLRS_C_luchtdruk
| Luchtgeluidsisolatie | Label | NLRS_C_luchtgeluidsisolatie
| Luchthoeveelheid L Per Sec | VolumetricFlowRate | NLRS_C_luchthoeveelheid l per sec
| Luifel Id | Label | NLRS_C_luifel_id
| Materiaal | Label | NLRS_C_materiaal
| Materiaal 01 | Label | NLRS_C_materiaal_01
| Materiaal 02 | Label | NLRS_C_materiaal_02
| Materiaal 03 | Label | NLRS_C_materiaal_03
| Materiaal 04 | Label | NLRS_C_materiaal_04
| Materiaal 05 | Label | NLRS_C_materiaal_05
| Materiaal 06 | Label | NLRS_C_materiaal_06
| Materiaal 07 | Label | NLRS_C_materiaal_07
| Materiaal 08 | Label | NLRS_C_materiaal_08
| Materiaal 09 | Label | NLRS_C_materiaal_09
| Materiaal 10 | Label | NLRS_C_materiaal_10
| Materiaal Afwerking | Label | NLRS_C_materiaal_afwerking
| Materiaal Afwerking 01 | Label | NLRS_C_materiaal_afwerking_01
| Materiaal Afwerking 02 | Label | NLRS_C_materiaal_afwerking_02
| Materiaal Afwerking 03 | Label | NLRS_C_materiaal_afwerking_03
| Materiaal Afwerking 04 | Label | NLRS_C_materiaal_afwerking_04
| Materiaal Afwerking 05 | Label | NLRS_C_materiaal_afwerking_05
| Materiaal Afwerking 06 | Label | NLRS_C_materiaal_afwerking_06
| Materiaal Afwerking 07 | Label | NLRS_C_materiaal_afwerking_07
| Materiaal Afwerking 08 | Label | NLRS_C_materiaal_afwerking_08
| Materiaal Afwerking 09 | Label | NLRS_C_materiaal_afwerking_09
| Materiaal Afwerking 10 | Label | NLRS_C_materiaal_afwerking_10
| Materiaal Conservering | Label | NLRS_C_materiaal_conservering
| Materiaal Conservering 01 | Label | NLRS_C_materiaal_conservering_01
| Materiaal Conservering 02 | Label | NLRS_C_materiaal_conservering_02
| Materiaal Conservering 03 | Label | NLRS_C_materiaal_conservering_03
| Materiaal Conservering 04 | Label | NLRS_C_materiaal_conservering_04
| Materiaal Conservering 05 | Label | NLRS_C_materiaal_conservering_05
| Materiaal Conservering 06 | Label | NLRS_C_materiaal_conservering_06
| Materiaal Conservering 07 | Label | NLRS_C_materiaal_conservering_07
| Materiaal Conservering 08 | Label | NLRS_C_materiaal_conservering_08
| Materiaal Conservering 09 | Label | NLRS_C_materiaal_conservering_09
| Materiaal Conservering 10 | Label | NLRS_C_materiaal_conservering_10
| Materiaal Kleur | Label | NLRS_C_materiaal_kleur
| Materiaal Kleur 01 | Label | NLRS_C_materiaal_kleur_01
| Materiaal Kleur 02 | Label | NLRS_C_materiaal_kleur_02
| Materiaal Kleur 03 | Label | NLRS_C_materiaal_kleur_03
| Materiaal Kleur 04 | Label | NLRS_C_materiaal_kleur_04
| Materiaal Kleur 05 | Label | NLRS_C_materiaal_kleur_05
| Materiaal Kleur 06 | Label | NLRS_C_materiaal_kleur_06
| Materiaal Kleur 07 | Label | NLRS_C_materiaal_kleur_07
| Materiaal Kleur 08 | Label | NLRS_C_materiaal_kleur_08
| Materiaal Kleur 09 | Label | NLRS_C_materiaal_kleur_09
| Materiaal Kleur 10 | Label | NLRS_C_materiaal_kleur_10
| Medium | Label | NLRS_C_medium
| Medium Soortelijk Gewicht 01 | Real | NLRS_C_medium_soortelijk gewicht_01
| Medium Soortelijk Gewicht 02 | Real | NLRS_C_medium_soortelijk gewicht_02
| Medium Soortelijk Gewicht 03 | Real | NLRS_C_medium_soortelijk gewicht_03
| Medium Soortelijk Gewicht 04 | Real | NLRS_C_medium_soortelijk gewicht_04
| Medium Soortelijk Gewicht 05 | Real | NLRS_C_medium_soortelijk gewicht_05
| Merk | Label | NLRS_C_merk
| Merk Type | Label | NLRS_C_merk type
| Milieuklasse Code | Label | NLRS_C_milieuklasse_code
| Milieuklasse Code 01 | Label | NLRS_C_milieuklasse_code_01
| Milieuklasse Code 02 | Label | NLRS_C_milieuklasse_code_02
| Milieuklasse Code 03 | Label | NLRS_C_milieuklasse_code_03
| Milieuklasse Code 04 | Label | NLRS_C_milieuklasse_code_04
| Milieuklasse Code 05 | Label | NLRS_C_milieuklasse_code_05
| Milieuklasse Code 06 | Label | NLRS_C_milieuklasse_code_06
| Milieuklasse Code 07 | Label | NLRS_C_milieuklasse_code_07
| Milieuklasse Code 08 | Label | NLRS_C_milieuklasse_code_08
| Milieuklasse Code 09 | Label | NLRS_C_milieuklasse_code_09
| Milieuklasse Code 10 | Label | NLRS_C_milieuklasse_code_10
| Model | Label | NLRS_C_model
| Montage | Label | NLRS_C_montage
| Nagalmtijd | Real | NLRS_C_nagalmtijd
| Nominaal Vermogen | Real | NLRS_C_nominaal vermogen
| Nummer | Integer | NLRS_C_nummer
| Nummer 01 | Integer | NLRS_C_nummer_01
| Nummer 02 | Integer | NLRS_C_nummer_02
| Nummer 03 | Integer | NLRS_C_nummer_03
| Nummer 04 | Integer | NLRS_C_nummer_04
| Nummer 05 | Integer | NLRS_C_nummer_05
| Nummer 06 | Integer | NLRS_C_nummer_06
| Nummer 07 | Integer | NLRS_C_nummer_07
| Nummer 08 | Integer | NLRS_C_nummer_08
| Nummer 09 | Integer | NLRS_C_nummer_09
| Nummer 10 | Integer | NLRS_C_nummer_10
| Offset Bruto | Length | NLRS_C_offset_bruto
| Offset Netto | Length | NLRS_C_offset_netto
| Offset Standaard | Length | NLRS_C_offset_standaard
| Omschrijving | Label | NLRS_C_omschrijving
| Omschrijving 01 | Label | NLRS_C_omschrijving_01
| Omschrijving 02 | Label | NLRS_C_omschrijving_02
| Omschrijving 03 | Label | NLRS_C_omschrijving_03
| Omschrijving 04 | Label | NLRS_C_omschrijving_04
| Omschrijving 05 | Label | NLRS_C_omschrijving_05
| Omschrijving 06 | Label | NLRS_C_omschrijving_06
| Omschrijving 07 | Label | NLRS_C_omschrijving_07
| Omschrijving 08 | Label | NLRS_C_omschrijving_08
| Omschrijving 09 | Label | NLRS_C_omschrijving_09
| Omschrijving 10 | Label | NLRS_C_omschrijving_10
| Onderhoudscyclus | Label | NLRS_C_onderhoudscyclus
| Ontvlambaarheidsklasse Code | Label | NLRS_C_ontvlambaarheidsklasse_code
| Oppervlakteklasse Code | Label | NLRS_C_oppervlakteklasse_code
| Passief | Boolean | NLRS_C_passief
| Peil | Real | NLRS_C_peil
| Percentage Gevelopeningen | Real | NLRS_C_percentage gevelopeningen
| Piekgeluidsdruk | Real | NLRS_C_piekgeluidsdruk
| Pkvw Code | Label | NLRS_C_PKVW_code
| Potentiaalvereffening | Boolean | NLRS_C_potentiaalvereffening
| Productklasse Code | Label | NLRS_C_productklasse_code
| Publiek | Boolean | NLRS_C_publiek
| Raam Id | Label | NLRS_C_raam_id
| Rdwaarde | ThermalTransmittance | NLRS_C_Rdwaarde
| Rdwaarde 01 | ThermalTransmittance | NLRS_C_Rdwaarde_01
| Rdwaarde 02 | ThermalTransmittance | NLRS_C_Rdwaarde_02
| Rdwaarde 03 | ThermalTransmittance | NLRS_C_Rdwaarde_03
| Rdwaarde 04 | ThermalTransmittance | NLRS_C_Rdwaarde_04
| Rdwaarde 05 | ThermalTransmittance | NLRS_C_Rdwaarde_05
| Rdwaarde 06 | ThermalTransmittance | NLRS_C_Rdwaarde_06
| Rdwaarde 07 | ThermalTransmittance | NLRS_C_Rdwaarde_07
| Rdwaarde 08 | ThermalTransmittance | NLRS_C_Rdwaarde_08
| Rdwaarde 09 | ThermalTransmittance | NLRS_C_Rdwaarde_09
| Rdwaarde 10 | ThermalTransmittance | NLRS_C_Rdwaarde_10
| Regeling | Label | NLRS_C_regeling
| Relatieve Luchtvochtigheid | Real | NLRS_C_relatieve luchtvochtigheid
| Risicoklasse Asbest Code | Label | NLRS_C_risicoklasse_asbest_code
| Risicoklasse Constructie Code | Label | NLRS_C_risicoklasse_constructie_code
| Rookcompartimentering | Boolean | NLRS_C_rookcompartimentering
| Rookwerend | Boolean | NLRS_C_rookwerend
| Rookwerendheid | Label | NLRS_C_rookwerendheid
| Ruimtefunctie | Label | NLRS_C_ruimtefunctie
| Ruimterelatie Id | Label | NLRS_C_ruimterelatie_id
| Schiloppervlak Per M | Area | NLRS_C_schiloppervlak per m
| Schoorstand | Real | NLRS_C_schoorstand
| Schoorsteen Id | Label | NLRS_C_schoorsteen_id
| Sfb Tabel 1 Code | Label | NLRS_C_SfB tabel 1_code
| Sfb Tabel 3 Code | Label | NLRS_C_SfB tabel 3_code
| Sin Code | Label | NLRS_C_SIN_code
| Slagvastheidsklasse Code | Label | NLRS_C_slagvastheidsklasse_code
| Stabu Code | Label | NLRS_C_STABU_code
| Status | Label | NLRS_C_status
| Stek Wapening | Label | NLRS_C_stek_wapening
| Sterkteklasse Code | Label | NLRS_C_sterkteklasse_code
| Sterkteklasse Code 01 | Label | NLRS_C_sterkteklasse_code_01
| Sterkteklasse Code 02 | Label | NLRS_C_sterkteklasse_code_02
| Sterkteklasse Code 03 | Label | NLRS_C_sterkteklasse_code_03
| Sterkteklasse Code 04 | Label | NLRS_C_sterkteklasse_code_04
| Sterkteklasse Code 05 | Label | NLRS_C_sterkteklasse_code_05
| Sterkteklasse Code 06 | Label | NLRS_C_sterkteklasse_code_06
| Sterkteklasse Code 07 | Label | NLRS_C_sterkteklasse_code_07
| Sterkteklasse Code 08 | Label | NLRS_C_sterkteklasse_code_08
| Sterkteklasse Code 09 | Label | NLRS_C_sterkteklasse_code_09
| Sterkteklasse Code 10 | Label | NLRS_C_sterkteklasse_code_10
| Stralenwerend | Boolean | NLRS_C_stralenwerend
| Systeem Id | Label | NLRS_C_systeem_id
| System Type | Label | NLRS_C_system type
| Sytem Type Afkorting | Label | NLRS_C_sytem type_afkorting
| Toegankelijk | Boolean | NLRS_C_toegankelijk
| Toepassing | Label | NLRS_C_toepassing
| Trap Aantrede | Length | NLRS_C_trap_aantrede
| Trap Id | Label | NLRS_C_trap_id
| Trap Optrede | Length | NLRS_C_trap_optrede
| Type | Label | NLRS_C_type
| Type Comments | Label | NLRS_C_type comments
| Type 01 | Label | NLRS_C_type_01
| Type 02 | Label | NLRS_C_type_02
| Type 03 | Label | NLRS_C_type_03
| Type 04 | Label | NLRS_C_type_04
| Type 05 | Label | NLRS_C_type_05
| Type 06 | Label | NLRS_C_type_06
| Type 07 | Label | NLRS_C_type_07
| Type 08 | Label | NLRS_C_type_08
| Type 09 | Label | NLRS_C_type_09
| Type 10 | Label | NLRS_C_type_10
| Uitvoering | Label | NLRS_C_uitvoering
| Veiligheidsklasse Code | Label | NLRS_C_veiligheidsklasse_code
| Ventilatierooster | Boolean | NLRS_C_ventilatierooster
| Ventilatievoud | Real | NLRS_C_ventilatievoud
| Verband | Label | NLRS_C_verband
| Verblijfsgebierd | Label | NLRS_C_verblijfsgebierd
| Verhoogde Vloer | Boolean | NLRS_C_verhoogde vloer
| Verlaagd Plafond | Boolean | NLRS_C_verlaagd plafond
| Verlichtingssterkte | LuminousIntensity | NLRS_C_verlichtingssterkte
| Vlakheidsklasse Code | Label | NLRS_C_vlakheidsklasse_code
| Vluchtroute | Label | NLRS_C_vluchtroute
| Vluchtweg | Boolean | NLRS_C_vluchtweg
| Vrije Doorlaat | Real | NLRS_C_vrije doorlaat
| Wapening Kg/M3 Beton | Label | NLRS_C_wapening kg/m3 beton
| Wapeningskwaliteit Code | Label | NLRS_C_wapeningskwaliteit_code
| Wapeningspercentage | Real | NLRS_C_wapeningspercentage
| Waterdichtheidsklasse Code | Label | NLRS_C_waterdichtheidsklasse_code
| Weerstandsklasse | Label | NLRS_C_weerstandsklasse
| Weldorpel | Boolean | NLRS_C_weldorpel
| Werend Aan Draaizijde | Label | NLRS_C_werend aan draaizijde
| Werend Aan Niet Draaizijde | Label | NLRS_C_werend aan niet draaizijde
| Werksoort | Label | NLRS_C_werksoort
| Wijziging | Boolean | NLRS_C_wijziging
| Xcoordinaat | Real | NLRS_C_Xcoordinaat
| Xyzcoordinaat | Label | NLRS_C_XYZcoordinaat
| Ycoordinaat | Real | NLRS_C_Ycoordinaat
| Zcoordinaat | Real | NLRS_C_Zcoordinaat
| Zelf Aangebrachte Voorziening | Boolean | NLRS_C_zelf aangebrachte voorziening
| Zelfsluitend | Boolean | NLRS_C_zelfsluitend
| Zonwering | Boolean | NLRS_C_zonwering
| Zta | Label | NLRS_C_ZTA
| Aantal 1 Pole Breakers | Integer | NLRS_E_aantal 1 pole breakers
| Aantal Poorten | Integer | NLRS_E_aantal poorten
| Actief Vermogen | Power | NLRS_E_actief vermogen
| Groepkast | Label | NLRS_E_groepkast
| Ipwaarde | Label | NLRS_E_IPwaarde
| Belastingmoment | Real | NLRS_S_belastingmoment
| Gewicht | Real | NLRS_S_gewicht
| Gewicht Per M | Real | NLRS_S_gewicht per m
| Soortelijk Gewicht | Real | NLRS_S_soortelijk gewicht
| Vloerbelasting Lijn | Force | NLRS_S_vloerbelasting lijn
| Vloerbelasting Punt | Real | NLRS_S_vloerbelasting punt
| Vloerbelasting Vlak | Force | NLRS_S_vloerbelasting vlak
| Temperatuur Omgeving Gemiddeld | Real | NLRS_P_temperatuur omgeving_gemiddeld
| Temperatuur Regime Koeling Gemiddeld | Real | NLRS_P_temperatuur regime koeling_gemiddeld
| Temperatuur Regime Verwarming Gemiddeld | Real | NLRS_P_temperatuur regime verwarming_gemiddeld
| Volumestroom | Real | NLRS_P_volumestroom
| Belastinghor | Real | NLRS_S_belastinghor
| Belastingvert | Real | NLRS_S_belastingvert
| Draagvermogen Druk | Real | NLRS_S_draagvermogen druk
| Draagvermogen Trek | Real | NLRS_S_draagvermogen trek
| Gewicht Bruto | Real | NLRS_S_gewicht_bruto
| Gewicht Netto | Real | NLRS_S_gewicht_netto
| Circulatievoud | Real | NLRS_M_circulatievoud
| Debiet | VolumetricFlowRate | NLRS_M_debiet
| Drukverlies Statisch | Pressure | NLRS_M_drukverlies_statisch
| Geluidsvermogenniveau | Integer | NLRS_M_geluidsvermogenniveau
| Kv Instelling | Integer | NLRS_M_kv instelling
| Kv Waarde | Real | NLRS_M_kv waarde
| Verlegafstand | Integer | NLRS_M_verlegafstand
| Vermogen Per M2 | Real | NLRS_M_vermogen per m2
| Warmtelast Extern | Real | NLRS_M_warmtelast extern
| Warmtelast Intern | Real | NLRS_M_warmtelast intern
| Warmtelast Totaal | Real | NLRS_M_warmtelast totaal
| Warmteverlies 75 65 20 | Real | NLRS_M_warmteverlies 75 65 20
| Warmteverlies Netto | Real | NLRS_M_warmteverlies netto
| Warmteverlies Toeslag Heropwarming | Real | NLRS_M_warmteverlies toeslag heropwarming
| Warmteverlies Totaal | Real | NLRS_M_warmteverlies totaal
| Warmteverlies Transmissie | Real | NLRS_M_warmteverlies transmissie
| Warmteverlies Ventilatie | Real | NLRS_M_warmteverlies ventilatie
| Warmtewinst | Real | NLRS_M_warmtewinst
| Frequentie | Frequency | NLRS_E_frequentie
| GelijktijdigheidsfActor | Real | NLRS_E_gelijktijdigheidsfactor
| Groep | Label | NLRS_E_groep
| Lusnummer | Label | NLRS_E_lusnummer
| Schakelcode | Label | NLRS_E_schakelcode
| Spanning | Real | NLRS_E_spanning
| Stroom | ElectricalCurrent | NLRS_E_stroom
| Subklasse Motor | Boolean | NLRS_E_subklasse motor
| Verlichtingsniveau | LuminousIntensity | NLRS_E_verlichtingsniveau
| Afgifte Koeling | Real | NLRS_M_afgifte_koeling
| Afgifte Koeling 01 | Real | NLRS_M_afgifte_koeling_01
| Afgifte Koeling 02 | Real | NLRS_M_afgifte_koeling_02
| Afgifte Koeling 03 | Real | NLRS_M_afgifte_koeling_03
| Afgifte Koeling 04 | Real | NLRS_M_afgifte_koeling_04
| Afgifte Koeling 05 | Real | NLRS_M_afgifte_koeling_05
| Afgifte Omschrijving | Label | NLRS_M_afgifte_omschrijving
| Afgifte Omschrijving 01 | Label | NLRS_M_afgifte_omschrijving_01
| Afgifte Omschrijving 02 | Label | NLRS_M_afgifte_omschrijving_02
| Afgifte Omschrijving 03 | Label | NLRS_M_afgifte_omschrijving_03
| Afgifte Omschrijving 04 | Label | NLRS_M_afgifte_omschrijving_04
| Afgifte Omschrijving 05 | Label | NLRS_M_afgifte_omschrijving_05
| Afgifte Verwarming | Real | NLRS_M_afgifte_verwarming
| Afgifte Verwarming 01 | Real | NLRS_M_afgifte_verwarming_01
| Afgifte Verwarming 02 | Real | NLRS_M_afgifte_verwarming_02
| Afgifte Verwarming 03 | Real | NLRS_M_afgifte_verwarming_03
| Afgifte Verwarming 04 | Real | NLRS_M_afgifte_verwarming_04
| Afgifte Verwarming 05 | Real | NLRS_M_afgifte_verwarming_05
| Binnentemperatuur Winter | Real | NLRS_M_binnentemperatuur winter
| Binnentemperatuur Zomer | Real | NLRS_M_binnentemperatuur zomer
| Metrisch | Boolean | NLRS_C_metrisch
| ArbeidsfActor | Real | NLRS_E_arbeidsfactor
| Belastingsklasse | Integer | NLRS_E_belastingsklasse
| Belastingswaarde | Ratio | NLRS_E_belastingswaarde
| Rustende Belasting | Label | NLRS_C_rustende belasting
| Veranderlijke Belasting | Label | NLRS_C_veranderlijke belasting
| Vervangingskosten | Label | NLRS_C_vervangingskosten
PropertySet: | ILS_UVIP Aedes | I | IfcElement
| Aandrijving | Label | NLRS_C_aandrijving
| Aardlekschakelaar | Boolean | NLRS_C_aardlekschakelaar
| AdresId | Label | NLRS_C_adres_id
| AlgemeneRuimte | Boolean | NLRS_C_gezamenlijk
| AntiSlip | Boolean | NLRS_C_antislip
| Asbesthoudend | Boolean | NLRS_C_asbesthoudend
| BagPandId | Label | NLRS_C_bagpand_id
| BagVerblijfsObjectId | Label | NLRS_C_bagverblijfsobject_id
| Bediening | Label | NLRS_C_bediening
| BouwlaagCode | Label | NLRS_C_bouwwerk_laag
| Brandwerendheid | Label | NLRS_C_brandwerendheid
| Breedte | Length | NLRS_C_breedte
| Collectief | Boolean | NLRS_C_collectief
| ComplexId | Label | NLRS_C_complex_id
| Constructief | Boolean | NLRS_C_dragend
| DakkapelId | Label | NLRS_C_dakkapel_id
| Deurdranger | Boolean | NLRS_C_zelfsluitend
| DeurId | Label | NLRS_C_deur_id
| Diameter | Length | NLRS_C_diameter
| Diepte | Length | NLRS_C_diepte
| Dikte | Length | NLRS_C_dikte
| EenheidId | Label | NLRS_C_eenheid_id
| ErkerId | Label | NLRS_C_erker_id
| Exterieur | Boolean | NLRS_C_buiten
| Gebouwnaam | Label | NLRS_C_bouwwerk_naam
| Gebruiksfunctie | Label | NLRS_C_gebruiksfunctie
| Geisoleerd | Boolean | NLRS_C_geisoleerd
| HandicapToegankelijk | Boolean | NLRS_C_toegankelijk_eis
| HandicapToegankelijk | Boolean | NLRS_C_toegankelijk
| HangEnSluitwerk | Label | NLRS_C_hang en sluitwerk
| Hoogte | Length | NLRS_C_hoogte
| Inhoud, Tankinhoud | Volume | NLRS_C_inhoud
| KozijncombinatieId | Label | NLRS_C_kozijncombinatie_id
| KozijnId | Label | NLRS_C_kozijn_id
| LengteOppervlaktebescherming, Lengte | Length | NLRS_C_lengte
| Luchthoeveelheid | VolumetricFlowRate | NLRS_C_luchthoeveelheid l per sec
| LuifelId | Label | NLRS_C_luifel_id
| Materiaal | Label | NLRS_C_materiaal
| MateriaalAfwerking | Label | NLRS_C_materiaal_afwerking
| Medium | Label | NLRS_C_medium
| Merknaam | Label | NLRS_C_fabrikant_merk
| Monumentaal | Label | NLRS_C_erfgoed status
| Nlsfb4 | Label | NLRS_C_SfB tabel 1_code
| NominaalVermogen | Real | NLRS_C_nominaal vermogen
| Oppervlaktebescherming | Label | NLRS_C_materiaal_conservering
| Oppervlaktecategorie | Label | NLRS_C_oppervlakteklasse_code
| OppervlakteOppervlaktebescherming, Oppervlakte | Area | NLRS_C_oppervlakte
| Plaatsingsjaar | Label | NLRS_C_installatiedatum
| PolitiekeurmerkVeiligWonen | Label | NLRS_C_PKVW_eis
| Projectnaam | Label | NLRS_C_project_naam
| Projectnummer | Label | NLRS_C_opdrachtgever_projectnummer
| Projectnummer | Label | NLRS_C_project_nummer
| PubliekToegankelijk | Boolean | NLRS_C_publiek
| RaamId | Label | NLRS_C_raam_id
| Ruimtefunctie | Label | NLRS_C_ruimtefunctie
| Ruimtenummer | Integer | NLRS_C_nummer
| RuimteRelatieId | Label | NLRS_C_ruimterelatie_id
| Ruimtetype, Type | Label | NLRS_C_type
| SchoorsteenId | Label | NLRS_C_schoorsteen_id
| Systeem, Subsysteem | Label | NLRS_C_system type
| SysteemId | Label | NLRS_C_systeem_id
| TrapId | Label | NLRS_C_trap_id
| Uitvoering | Label | NLRS_C_uitvoering
| Vluchtroute | Label | NLRS_C_vluchtroute
| Volume | Volume | NLRS_C_volume
| Werksoort | Label | NLRS_C_werksoort
| ZelfAangebrachteVoorziening | Boolean | NLRS_C_zelf aangebrachte voorziening
PropertySet: | ILS_O&E | I | IfcElement
| Aantal pers. in Verblijfsgebied | Integer | NLRS_C_aantal personen VG
| Aantrede | Length | NLRS_C_trap_aantrede_eis
| Akoestische eigenschappen | Label | NLRS_C_contactgeluidsisolatie_eis
| Akoestische eigenschappen | Label | NLRS_C_geluidwering Rw_eis
| Akoestische eigenschappen | Label | NLRS_C_luchtgeluidsisolatie_eis
| Bediening | Label | NLRS_C_regeling_eis
| Binnen/ buitenruimte, In/ uitwendig | Boolean | NLRS_C_buiten
| Binnen/ Buiten | Boolean | IsExternal
| Binnen/ Buiten | Boolean | Function
| BouwlaagCode | Label | NLRS_C_bouwwerk_laag
| Bouwnummer | Label | NLRS_C_bouwwerk_nummer
| Brandwerendheid | Label | NLRS_C_brandwerendheid criteria_eis
| Brandwerendheid | Label | FireRating
| Brandwerendheid | Label | NLRS_C_brandwerendheid_eis
| Brandwerendheid hoofddraagconstructie | Label | NLRS_C_brandwerendheid bezwijken_eis
| Capaciteit | Real | NLRS_C_Capaciteit m3 per uur_eis
| Capaciteit | Label | NLRS_E_stroom Capaciteit_eis
| Capaciteit | ElectricalCurrent | NLRS_E_stroom_max
| Capaciteit (aantal personen) | Real | NLRS_C_Capaciteit aantal_eis
| Capaciteit, Ventilatierooster | Real | NLRS_C_Capaciteit dm3 per sec_eis
| Codering - NL-SfB | Label | NLRS_C_SfB tabel 1_code
| Codering - NL-SfB | Label | Assembly Code
| Codering - NL-SfB omschrijving | Label | Assembly Description
| Codering - NL-SfB | Label | NLRS_C_SfB tabel 3_code
| Conservering | Label | NLRS_C_materiaal_conservering_eis
| Conservering 01 | Label | NLRS_C_materiaal_conservering_eis_01
| Conservering 02 | Label | NLRS_C_materiaal_conservering_eis_02
| Conservering 03 | Label | NLRS_C_materiaal_conservering_eis_03
| Conservering 04 | Label | NLRS_C_materiaal_conservering_eis_04
| Conservering 05 | Label | NLRS_C_materiaal_conservering_eis_05
| Conservering 06 | Label | NLRS_C_materiaal_conservering_eis_06
| Conservering 07 | Label | NLRS_C_materiaal_conservering_eis_07
| Conservering 08 | Label | NLRS_C_materiaal_conservering_eis_08
| Conservering 09 | Label | NLRS_C_materiaal_conservering_eis_09
| Conservering 10 | Label | NLRS_C_materiaal_conservering_eis_10
| Draairichting | Label | NLRS_C_draairichting_eis
| Dragend/ niet dragend | Boolean | NLRS_C_dragend
| Dragend/ niet dragend | Boolean | Loadbearing
| Dragend/ niet dragend | Boolean | Structural
| Gebruiksklasse | Label | NLRS_C_gebruiksklasse_eis
| Geintegreerde zonwering | Boolean | NLRS_C_zonwering_eis
| Groepkast naam/ nummer | Label | NLRS_E_groepkast
| Groepnaam/nummer | Label | NLRS_E_groep
| Groepnaam/nummer | Label | NLRS_E_lusnummer
| Inbraakwerendheid | Label | NLRS_C_PKVW_eis
| Isolatie | Label | NLRS_C_brandklasse_eis
| Isolatiewaarde | ThermalTransmittance | NLRS_C_Rdwaarde_eis
| Isolatiewaarde 01 | ThermalTransmittance | NLRS_C_Rdwaarde_eis_01
| Isolatiewaarde 02 | ThermalTransmittance | NLRS_C_Rdwaarde_eis_02
| Isolatiewaarde 03 | ThermalTransmittance | NLRS_C_Rdwaarde_eis_03
| Isolatiewaarde 04 | ThermalTransmittance | NLRS_C_Rdwaarde_eis_04
| Isolatiewaarde 05 | ThermalTransmittance | NLRS_C_Rdwaarde_eis_05
| Isolatiewaarde 06 | ThermalTransmittance | NLRS_C_Rdwaarde_eis_06
| Isolatiewaarde 07 | ThermalTransmittance | NLRS_C_Rdwaarde_eis_07
| Isolatiewaarde 08 | ThermalTransmittance | NLRS_C_Rdwaarde_eis_08
| Isolatiewaarde 09 | ThermalTransmittance | NLRS_C_Rdwaarde_eis_09
| Isolatiewaarde 10 | ThermalTransmittance | NLRS_C_Rdwaarde_eis_10
| ITS (Integrale Toegankelijkheidsstandaard) | Boolean | NLRS_C_toegankelijk_eis
| Kleur, Kleur (binnenzijde, buitenzijde) | Label | NLRS_C_materiaal_kleur
| Kleur, Kleur (binnenzijde, buitenzijde) 01 | Label | NLRS_C_materiaal_kleur_01
| Kleur, Kleur (binnenzijde, buitenzijde) 02 | Label | NLRS_C_materiaal_kleur_02
| Kleur, Kleur (binnenzijde, buitenzijde) 03 | Label | NLRS_C_materiaal_kleur_03
| Kleur, Kleur (binnenzijde, buitenzijde) 04 | Label | NLRS_C_materiaal_kleur_04
| Kleur, Kleur (binnenzijde, buitenzijde) 05 | Label | NLRS_C_materiaal_kleur_05
| Kleur, Kleur (binnenzijde, buitenzijde) 06 | Label | NLRS_C_materiaal_kleur_06
| Kleur, Kleur (binnenzijde, buitenzijde) 07 | Label | NLRS_C_materiaal_kleur_07
| Kleur, Kleur (binnenzijde, buitenzijde) 08 | Label | NLRS_C_materiaal_kleur_08
| Kleur, Kleur (binnenzijde, buitenzijde) 09 | Label | NLRS_C_materiaal_kleur_09
| Kleur, Kleur (binnenzijde, buitenzijde) 10 | Label | NLRS_C_materiaal_kleur_10
| Leverancier/ fabrikant | Label | NLRS_C_fabrikant
| Leverancier/ fabrikant | Label | NLRS_C_leverancier
| Materiaal | Text | Structural Material
| Materiaal | Text | Material
| Materiaal | Text | RoofMaterial
| Materiaal | Label | NLRS_C_materiaal
| Materiaal 01 | Label | NLRS_C_materiaal_01
| Materiaal 02 | Label | NLRS_C_materiaal_02
| Materiaal 03 | Label | NLRS_C_materiaal_03
| Materiaal 04 | Label | NLRS_C_materiaal_04
| Materiaal 05 | Label | NLRS_C_materiaal_05
| Materiaal 06 | Label | NLRS_C_materiaal_06
| Materiaal 07 | Label | NLRS_C_materiaal_07
| Materiaal 08 | Label | NLRS_C_materiaal_08
| Materiaal 09 | Label | NLRS_C_materiaal_09
| Materiaal 10 | Label | NLRS_C_materiaal_10
| Max. aantal pers. in Verblijfsgebied | Integer | NLRS_C_aantal personen VG_max
| Merk, Kozijnmerk | Label | NLRS_C_merk
| Merk, Kozijnmerk | Label | NLRS_C_merk type
| Metselwerkverband | Label | NLRS_C_verband
| Milieuklasse | Label | NLRS_C_milieuklasse_eis
| Milieuklasse 01 | Label | NLRS_C_milieuklasse_eis_01
| Milieuklasse 02 | Label | NLRS_C_milieuklasse_eis_02
| Milieuklasse 03 | Label | NLRS_C_milieuklasse_eis_03
| Milieuklasse 04 | Label | NLRS_C_milieuklasse_eis_04
| Milieuklasse 05 | Label | NLRS_C_milieuklasse_eis_05
| Milieuklasse 06 | Label | NLRS_C_milieuklasse_eis_06
| Milieuklasse 07 | Label | NLRS_C_milieuklasse_eis_07
| Milieuklasse 08 | Label | NLRS_C_milieuklasse_eis_08
| Milieuklasse 09 | Label | NLRS_C_milieuklasse_eis_09
| Milieuklasse 10 | Label | NLRS_C_milieuklasse_eis_10
| Oppervlakteklasse | Label | NLRS_C_oppervlakteklasse_eis
| Optrede | Length | NLRS_C_trap_optrede_eis
| Paalnummer, Liftnummer | Integer | NLRS_C_nummer
| Positiebepaling | Length | NLRS_C_afhakniveau tov peil_eis
| Positiebepaling | Length | NLRS_C_afstortniveau tov peil_eis
| Positiebepaling | Length | NLRS_C_paalpuntniveau tov NAP_eis
| Positiebepaling | Length | NLRS_C_peil tov NAP
| Positiebepaling | Length | NLRS_C_afhakniveau tov peil
| Positiebepaling | Length | NLRS_C_afstortniveau tov peil
| Positiebepaling | Length | NLRS_C_paalpuntniveau tov NAP
| Rookwerendheid | Label | NLRS_C_rookwerendheid_eis
| Ruimtefunctie | Label | NLRS_C_ruimtefunctie
| Staalkwaliteit, Sterkteklasse | Label | NLRS_C_sterkteklasse_code
| Staalkwaliteit, Sterkteklasse 01 | Label | NLRS_C_sterkteklasse_code_01
| Staalkwaliteit, Sterkteklasse 02 | Label | NLRS_C_sterkteklasse_code_02
| Staalkwaliteit, Sterkteklasse 03 | Label | NLRS_C_sterkteklasse_code_03
| Staalkwaliteit, Sterkteklasse 04 | Label | NLRS_C_sterkteklasse_code_04
| Staalkwaliteit, Sterkteklasse 05 | Label | NLRS_C_sterkteklasse_code_05
| Staalkwaliteit, Sterkteklasse 06 | Label | NLRS_C_sterkteklasse_code_06
| Staalkwaliteit, Sterkteklasse 07 | Label | NLRS_C_sterkteklasse_code_07
| Staalkwaliteit, Sterkteklasse 08 | Label | NLRS_C_sterkteklasse_code_08
| Staalkwaliteit, Sterkteklasse 09 | Label | NLRS_C_sterkteklasse_code_09
| Staalkwaliteit, Sterkteklasse 10 | Label | NLRS_C_sterkteklasse_code_10
| Stekken | Label | NLRS_C_wapeningskwaliteit_code
| Stelruimte t.o.v. hoofddraagconstructie | Length | NLRS_C_stelruimte
| Stelruimte t.o.v. hoofddraagconstructie 01 | Length | NLRS_C_stelruimte_01
| Stelruimte t.o.v. hoofddraagconstructie 02 | Length | NLRS_C_stelruimte_02
| Stelruimte t.o.v. hoofddraagconstructie 03 | Length | NLRS_C_stelruimte_03
| Stelruimte t.o.v. hoofddraagconstructie 04 | Length | NLRS_C_stelruimte_04
| Stelruimte t.o.v. hoofddraagconstructie 05 | Length | NLRS_C_stelruimte_05
| Stelruimte t.o.v. hoofddraagconstructie 06 | Length | NLRS_C_stelruimte_06
| Stelruimte t.o.v. hoofddraagconstructie 07 | Length | NLRS_C_stelruimte_07
| Stelruimte t.o.v. hoofddraagconstructie 08 | Length | NLRS_C_stelruimte_08
| Stelruimte t.o.v. hoofddraagconstructie 09 | Length | NLRS_C_stelruimte_09
| Stelruimte t.o.v. hoofddraagconstructie 10 | Length | NLRS_C_stelruimte_10
| Systeemtype | Label | NLRS_C_system type
| Afkorting systeemtype | Label | NLRS_C_sytem type_afkorting
| Toog/ zeeg | Length | NLRS_C_zeeg_max
| Toog/ zeeg | Length | NLRS_C_zeeg_min
| Voegtype, Type vlakvulling | Label | NLRS_C_type_01
| Voegtype, Type vlakvulling | Label | NLRS_C_type_02
| Voegtype, Type vlakvulling | Label | NLRS_C_type_03
| Voegtype, Type vlakvulling | Label | NLRS_C_type_04
| Voegtype, Type vlakvulling | Label | NLRS_C_type_05
| Voegtype, Type vlakvulling | Label | NLRS_C_type_06
| Voegtype, Type vlakvulling | Label | NLRS_C_type_07
| Voegtype, Type vlakvulling | Label | NLRS_C_type_08
| Voegtype, Type vlakvulling | Label | NLRS_C_type_09
| Voegtype, Type vlakvulling | Label | NLRS_C_type_10
| Voegtype, Type vlakvulling, Glas specificatie | Label | NLRS_C_type
| Volumieke massa | Real | NLRS_C_medium_soortelijk gewicht_01
| Volumieke massa | Real | NLRS_C_medium_soortelijk gewicht_02
| Volumieke massa | Real | NLRS_C_medium_soortelijk gewicht_03
| Volumieke massa | Real | NLRS_C_medium_soortelijk gewicht_04
| Volumieke massa | Real | NLRS_C_medium_soortelijk gewicht_05
| Volumieke massa | Real | NLRS_S_soortelijk gewicht
| Wandafwerking, Vloerafwerking, Plafondafwerking, Afwerking/ behandeling | Label | NLRS_C_materiaal_afwerking
| Wandafwerking, Vloerafwerking, Plafondafwerking, Afwerking/ behandeling 01 | Label | NLRS_C_materiaal_afwerking_01
| Wandafwerking, Vloerafwerking, Plafondafwerking, Afwerking/ behandeling 02 | Label | NLRS_C_materiaal_afwerking_02
| Wandafwerking, Vloerafwerking, Plafondafwerking, Afwerking/ behandeling 03 | Label | NLRS_C_materiaal_afwerking_03
| Wandafwerking, Vloerafwerking, Plafondafwerking, Afwerking/ behandeling 04 | Label | NLRS_C_materiaal_afwerking_04
| Wandafwerking, Vloerafwerking, Plafondafwerking, Afwerking/ behandeling 05 | Label | NLRS_C_materiaal_afwerking_05
| Wandafwerking, Vloerafwerking, Plafondafwerking, Afwerking/ behandeling 06 | Label | NLRS_C_materiaal_afwerking_06
| Wandafwerking, Vloerafwerking, Plafondafwerking, Afwerking/ behandeling 07 | Label | NLRS_C_materiaal_afwerking_07
| Wandafwerking, Vloerafwerking, Plafondafwerking, Afwerking/ behandeling 08 | Label | NLRS_C_materiaal_afwerking_08
| Wandafwerking, Vloerafwerking, Plafondafwerking, Afwerking/ behandeling 09 | Label | NLRS_C_materiaal_afwerking_09
| Wandafwerking, Vloerafwerking, Plafondafwerking, Afwerking/ behandeling 10 | Label | NLRS_C_materiaal_afwerking_10
| Wapening | Boolean | NLRS_C_centraalstaaf
| Wapening | Length | NLRS_C_centraalstaaf lengte
| Wapening | Length | NLRS_C_dekking_binnen
| Wapening | Length | NLRS_C_dekking_boven
| Wapening | Length | NLRS_C_dekking_buiten
| Wapening | Length | NLRS_C_dekking_onder
| Wapening | Length | NLRS_C_dekking_zij
| Wapening | Length | NLRS_C_korf_lengte
| Wapening | Label | NLRS_C_korf_wapening
| Wapening | Length | NLRS_C_stek_lengte
| Wapeningspercentage | Real | NLRS_C_wapeningspercentage_max
| Wapeningspercentage | Real | NLRS_C_wapeningspercentage_min
| Wapeningspercentage | Label | NLRS_C_wapening kg/m3 beton
| Wapeningspercentage | Real | NLRS_C_wapeningspercentage
| Weerstandsklasse, Inbraakwerendheid | Label | NLRS_C_weerstandsklasse
| Zonering Brandcompartimentering | Label | NLRS_C_brandcompartiment
| Zonering Gebruiksfunctie | Label | NLRS_C_gebruiksfunctie
| Zonering Gebruiksgebied | Label | NLRS_C_gebruiksgebied
| Zonering Verblijfsgebied | Label | NLRS_C_verblijfsgebierd
| Zonering Vluchtroute | Label | NLRS_C_vluchtroute
| ZTA | Label | NLRS_C_ZTA_max
| ZTA | Label | NLRS_C_ZTA_min
PropertySet: | Revit_Geometrie | I | IfcElement
| Lengte | Length | Length
| Breedte | Length | Width
| Diepte | Length | Depth
| Hoogte | Length | Height
| Dikte | Length | Thickness
| Oppervlak | Area | Area
| Omtrek | Length | Perimeter
| Volume | Volume | Volume
| Hoogte tov verdieping | Length | Elevation from Level
| Offset | Length | Offset from Host
| Hoogte tov verdieping | Length | Default Elevation